## 0 vs Int 14
|  | Gas Use | Gas Use | Electric Use | Electric Use | change | change | change | change |  |  | change | change
| TSL | w/o Rule | w/ Rule | w/o Rule | w/ Rule | gas use | electric use | source energy | emissions |  | TSL | source energy | emissions
|  | (MMBtu) | (MMBtu) | (kWh) | (kWh) | % | % | (MMBtu) | (lbs CO2e) |  |  | (MMBtu), National | (tons CO2e), National
DOE SNOPR (GTI Scenario 0) | 90% | 35.3125 | 26.0839 | 300.3869 | 1118.7975 | -26.13% | 272.5% | -1.5978 | -234.2375 | DOE SNOPR (GTI Scenario 0) | 90% | -39952242.4693 | -2928471.613
| 92% | 36.3161 | 27.2103 | 305.8832 | 1071.8368 | -25.07% | 250.4% | -2.0062 | -288.117 |  | 92% | -56568662.9075 | -4061920.3917
| 95% | 37.1184 | 29.1094 | 311.4296 | 926.1719 | -21.58% | 197.4% | -2.3742 | -334.273 |  | 95% | -93990820.0787 | -6616729.9833
| 98% | 39.4298 | 31.6883 | 320.0376 | 882.1853 | -19.63% | 175.7% | -2.6263 | -367.0692 |  | 98% | -139805289.6835 | -9770071.5883
|  | Gas Use | Gas Use | Electric Use | Electric Use | change | change | change | change |  |  | change | change
| TSL | w/o Rule | w/ Rule | w/o Rule | w/ Rule | gas use | electric use | source energy | emissions |  | TSL | source energy | emissions
|  | (MMBtu) | (MMBtu) | (kWh) | (kWh) | % | % | (MMBtu) | (lbs CO2e) |  |  | (MMBtu), National | (tons CO2e), National
Scenario Int-14 | 90% | 30.5759 | 23.0777 | 267.9254 | 864.959 | -24.52% | 222.8% | -2.0004 | -283.4609 | Scenario Int-14 | 90% | -31851778.2114 | -2256712.8818
| 92% | 31.1539 | 23.1447 | 272.1761 | 933.9091 | -25.71% | 243.1% | -1.8885 | -269.8519 |  | 92% | -36970972.4908 | -2641411.6105
| 95% | 33.8342 | 26.4734 | 287.3848 | 876.6747 | -21.76% | 205.1% | -1.9307 | -273.8747 |  | 95% | -60361369.4924 | -4281314.7436
| 98% | 39.3634 | 32.4382 | 304.7045 | 839.0033 | -17.59% | 175.3% | -2.0245 | -285.2709 |  | 98% | -95247758.0031 | -6710658.7694
Number of NWGF
53738000
Number of NWGF above 55 kBtu/hr
49815126
|  | Gas Use | Gas Use | Electric Use | Electric Use | change | change | change | change |  |  | change | change
| TSL | w/o Rule | w/ Rule | w/o Rule | w/ Rule | gas use | electric use | source energy | emissions |  | TSL | source energy | emissions
|  | (MMBtu) | (MMBtu) | (kWh) | (kWh) | % | % | (MMBtu) | (lbs CO2e) |  |  | (MMBtu), National | (tons CO2e), National
DOE SNOPR (GTI Scenario 0.55) | 90% | 39.7458 | 30.155 | 926.0656 | 1166.1025 | -24.13% | 25.92% | -7.9723 | -1080.6608 | DOE SNOPR (GTI Scenario 0.55) | 90% | -137648785.6061 | -12524306.6261
| 92% | 40.5928 | 31.2926 | 329.5274 | 1097.7541 | -22.91% | 233.1% | -2.1947 | -313.5844 |  | 92% | -43928422.0756 | -3634283.4011
| 95% | 40.5447 | 32.6544 | 330.1187 | 915.0213 | -19.46% | 177.2% | -2.5533 | -357.7412 |  | 95% | -75869534.1267 | -4146037.9158
| 98% | 42.2529 | 34.7285 | 334.3806 | 856.6234 | -17.81% | 156.2% | -2.8022 | -389.8743 |  | 98% | -117298099.6409 | -4518444.1036
|  | Gas Use | Gas Use | Electric Use | Electric Use | change | change | change | change |  |  | change | change
| TSL | w/o Rule | w/ Rule | w/o Rule | w/ Rule | gas use | electric use | source energy | emissions |  | TSL | source energy | emissions
|  | (MMBtu) | (MMBtu) | (kWh) | (kWh) | % | % | (MMBtu) | (lbs CO2e) |  |  | (MMBtu), National | (tons CO2e), National
Scenario Int-14.55 | 90% | 34.8999 | 28.0703 | 289.7055 | 780.0993 | -19.57% | 169.3% | -2.3742 | -331.4249 | Scenario Int-14.55 | 90% | -35043516.9809 | -2445952.3295
| 92% | 35.2353 | 27.8941 | 292.9272 | 847.2261 | -20.83% | 189.2% | -2.2711 | -318.9821 |  | 92% | -41214515.2006 | -2894387.8946
| 95% | 37.26 | 30.4825 | 304.7314 | 803.7058 | -18.19% | 163.7% | -2.2287 | -311.9977 |  | 95% | -64592481.5858 | -4521226.904
| 98% | 42.4717 | 36.0308 | 319.044 | 779.6484 | -15.17% | 144.4% | -2.2586 | -315.1482 |  | 98% | -98502741.2161 | -6872301.1695

## Report Tables
| Gas Use | Gas Use | Electric Use | Electric Use | change | change | change | change
| w/o Rule | w/ Rule | w/o Rule | w/ Rule | gas use | electric use | source energy | emissions
Scenario | (MMBtu) | (MMBtu) | (kWh) | (kWh) | % | % | (MMBtu) | (lbs CO2e)
Impacted Buildings - 90% TSL
DOE SNOPR (GTI Scenario 0) | 35.3125 | 26.0839 | 300.3869 | 1118.7975 | -26.13% | 272.5% | -1.5978 | -234.2375
GTI Scenario Int-14 | 30.5759 | 23.0777 | 267.9254 | 864.959 | -24.52% | 222.8% | -2.0004 | -283.4609
Impacted Buildings - 92% TSL
DOE NOPR (GTI Scenario 0) | 36.3161 | 27.2103 | 305.8832 | 1071.8368 | -25.07% | 250.4% | -2.0062 | -288.117
GTI Scenario Int-14 | 31.1539 | 23.1447 | 272.1761 | 933.9091 | -25.71% | 243.1% | -1.8885 | -269.8519
Impacted Buildings - 95% TSL
DOE NOPR (GTI Scenario 0) | 37.1184 | 29.1094 | 311.4296 | 926.1719 | -21.58% | 197.4% | -2.3742 | -334.273
GTI Scenario Int-14 | 33.8342 | 26.4734 | 287.3848 | 876.6747 | -21.76% | 205.1% | -1.9307 | -273.8747
Impacted Buildings - 98% TSL
DOE NOPR (GTI Scenario 0) | 39.4298 | 31.6883 | 320.0376 | 882.1853 | -19.63% | 175.7% | -2.6263 | -367.0692
GTI Scenario Int-14 | 39.3634 | 32.4382 | 304.7045 | 839.0033 | -17.59% | 175.3% | -2.0245 | -285.2709
| Gas Use | Gas Use | Electric Use | Electric Use | change | change | change | change
| w/o Rule | w/ Rule | w/o Rule | w/ Rule | gas use | electric use | source energy | emissions
Scenario | (MMBtu) | (MMBtu) | (kWh) | (kWh) | % | % | (MMBtu) | (lbs CO2e)
Impacted Buildings - 90% TSL
DOE SNOPR (GTI Scenario 0.55) | 39.7458 | 30.155 | 926.0656 | 1166.1025 | -24.13% | 25.92% | -7.9723 | -1080.6608
Scenario Int-14.55 | 34.8999 | 28.0703 | 289.7055 | 780.0993 | -19.57% | 169.3% | -2.3742 | -331.4249
Impacted Buildings - 92% TSL
DOE SNOPR (GTI Scenario 0.55) | 40.5928 | 31.2926 | 329.5274 | 1097.7541 | -22.91% | 233.1% | -2.1947 | -313.5844
Scenario Int-14.55 | 35.2353 | 27.8941 | 292.9272 | 847.2261 | -20.83% | 189.2% | -2.2711 | -318.9821
Impacted Buildings - 95% TSL
DOE SNOPR (GTI Scenario 0.55) | 40.5447 | 32.6544 | 330.1187 | 915.0213 | -19.46% | 177.2% | -2.5533 | -357.7412
Scenario Int-14.55 | 37.26 | 30.4825 | 304.7314 | 803.7058 | -18.19% | 163.7% | -2.2287 | -311.9977
Impacted Buildings - 98% TSL
DOE SNOPR (GTI Scenario 0.55) | 42.2529 | 34.7285 | 334.3806 | 856.6234 | -17.81% | 156.2% | -2.8022 | -389.8743
Scenario Int-14.55 | 42.4717 | 36.0308 | 319.044 | 779.6484 | -15.17% | 144.4% | -2.2586 | -315.1482

## 90% Summary
Energy Use Summary - 90% EL
| Gas Use | Gas Use | Electric Use | Electric Use | change | change | change | change
| w/o Rule | w/ Rule | w/o Rule | w/ Rule | gas use | electric use | source energy | emissions
| (MMBtu) | (MMBtu) | (kWh) | (kWh) | % | % | (MMBtu) | (lbs CO2e)
DOE SNOPR (GTI Scenario 0) | 35.3125 | 26.0839 | 300.3869 | 1118.7975 | -26.13% | 272.5% | -1.5978 | -234.2375
Scenario Int-11 | 29.1687 | 21.0775 | 263.8553 | 961.5892 | -27.74% | 264.4% | -1.6056 | -232.5281
Scenario Int-12 | 29.1607 | 21.6533 | 263.8534 | 877.6495 | -25.74% | 232.6% | -1.8371 | -261.8194
Scenario Int-13 | 30.5989 | 22.5671 | 267.8685 | 944.5819 | -26.25% | 252.6% | -1.7583 | -252.6347
Scenario Int-14 | 30.5759 | 23.0777 | 267.9254 | 864.959 | -24.52% | 222.8% | -2.0004 | -283.4609
DOE SNOPR (GTI Scenario 0.55) | 39.7458 | 30.155 | 926.0656 | 1166.1025 | -24.13% | 25.92% | -7.9723 | -1080.6608
Scenario Int-11.55 | 33.5796 | 26.0339 | 286.6731 | 895.7533 | -22.47% | 212.5% | -1.9276 | -273.9205
Scenario Int-12.55 | 33.5756 | 26.6539 | 286.6823 | 807.3853 | -20.62% | 181.6% | -2.1613 | -303.404
Scenario Int-13.55 | 34.9116 | 27.5203 | 289.6103 | 861.1926 | -21.17% | 197.4% | -2.147 | -302.6467
Scenario Int-14.55 | 34.8999 | 28.0703 | 289.7055 | 780.0993 | -19.57% | 169.3% | -2.3742 | -331.4249

## 92% Summary
Energy Use Summary - 92% EL
| Gas Use | Gas Use | Electric Use | Electric Use | change | change | change | change
| w/o Rule | w/ Rule | w/o Rule | w/ Rule | gas use | electric use | source energy | emissions
| (MMBtu) | (MMBtu) | (kWh) | (kWh) | % | % | (MMBtu) | (lbs CO2e)
DOE SNOPR (GTI Scenario 0) | 36.3161 | 27.2103 | 305.8832 | 1071.8368 | -25.07% | 250.4% | -2.0062 | -288.117
Scenario Int-11 | 29.8727 | 21.6488 | 269.1354 | 985.0507 | -27.53% | 266% | -1.5624 | -227.1134
Scenario Int-12 | 29.8621 | 21.9347 | 269.1135 | 936.8783 | -26.55% | 248.1% | -1.737 | -249.5615
Scenario Int-13 | 31.1737 | 22.8726 | 272.2118 | 981.4015 | -26.63% | 260.5% | -1.716 | -247.6706
Scenario Int-14 | 31.1539 | 23.1447 | 272.1761 | 933.9091 | -25.71% | 243.1% | -1.8885 | -269.8519
Scenario 2 | 36.3157 | 26.9919 | 305.8818 | 1113.5231 | -25.67% | 264% | -1.8129 | -263.0011
Scenario 7 | 36.8947 | 28.3166 | 309.1662 | 973.6006 | -23.25% | 214.9% | -2.4808 | -349.7842
Scenario 24 | 31.8929 | 22.5685 | 277.9064 | 1101.0304 | -29.24% | 296.2% | -1.6535 | -241.8578
Scenario 28 | 37.916 | 28.2114 | 310.939 | 1144.9216 | -25.59% | 268.2% | -1.9556 | -282.8457
Scenario 29 | 37.3035 | 27.7819 | 307.5907 | 1113.9646 | -25.52% | 262.2% | -2.0416 | -293.8177
Scenario 30 | 37.8027 | 27.8962 | 310.1204 | 1189.926 | -26.21% | 283.7% | -1.702 | -249.7004
Scenario 36 | 32.5104 | 22.8461 | 279.7204 | 1143.1741 | -29.73% | 308.7% | -1.607 | -236.5107
Scenario 39 | 32.4068 | 22.7808 | 278.8707 | 1140.7799 | -29.7% | 309.1% | -1.5811 | -232.9857
Scenario F1 | 36.3711 | 27.7612 | 297.9601 | 986.5448 | -23.67% | 231.1% | -2.2656 | -321.3247
Scenario I2, I6 | 36.3157 | 27.0746 | 305.8818 | 1092.84 | -25.45% | 257.3% | -1.9366 | -279.2024
Scenario I2, I6, I13 | 34.0756 | 25.1397 | 297.3251 | 1092.7327 | -26.22% | 267.5% | -1.5166 | -222.7577
Scenario I17 | 36.3157 | 27.6758 | 305.8818 | 997.9821 | -23.79% | 226.3% | -2.262 | -320.923
DOE SNOPR (GTI Scenario 0.55) | 40.5928 | 31.2926 | 329.5274 | 1097.7541 | -22.91% | 233.1% | -2.1947 | -313.5844
Scenario 39.55 | 32.427 | 24.5235 | 278.8497 | 995.1935 | -24.37% | 256.9% | -1.2087 | -179.4194
Scenario Int-11.55 | 33.9746 | 26.3843 | 290.6023 | 908.827 | -22.34% | 212.7% | -1.8817 | -267.9309
Scenario Int-12.55 | 33.9782 | 26.6794 | 290.6503 | 861.2785 | -21.48% | 196.3% | -2.056 | -290.3541
Scenario Int-13.55 | 35.2612 | 27.6429 | 292.9705 | 892.1357 | -21.61% | 204.5% | -2.1092 | -298.1871
Scenario Int-14.55 | 35.2353 | 27.8941 | 292.9272 | 847.2261 | -20.83% | 189.2% | -2.2711 | -318.9821

## 95% Summary
Energy Use Summary - 95% EL
| Gas Use | Gas Use | Electric Use | Electric Use | change | change | change | change
| w/o Rule | w/ Rule | w/o Rule | w/ Rule | gas use | electric use | source energy | emissions
| (MMBtu) | (MMBtu) | (kWh) | (kWh) | % | % | (MMBtu) | (lbs CO2e)
DOE SNOPR (GTI Scenario 0) | 37.1184 | 29.1094 | 311.4296 | 926.1719 | -21.58% | 197.4% | -2.3742 | -334.273
Scenario Int-11 | 33.0227 | 25.2887 | 285.4526 | 957.6189 | -23.42% | 235.5% | -1.4807 | -215.0969
Scenario Int-12 | 33.1074 | 25.7988 | 285.7704 | 885.0758 | -22.08% | 209.7% | -1.7703 | -252.4783
Scenario Int-13 | 33.8565 | 26.1201 | 287.4722 | 944.3279 | -22.85% | 228.5% | -1.6416 | -236.4407
Scenario Int-14 | 33.8342 | 26.4734 | 287.3848 | 876.6747 | -21.76% | 205.1% | -1.9307 | -273.8747
DOE SNOPR (GTI Scenario 0.55) | 40.5447 | 32.6544 | 330.1187 | 915.0213 | -19.46% | 177.2% | -2.5533 | -357.7412
Scenario Int-11.55 | 36.4203 | 29.3626 | 302.9174 | 881.2014 | -19.38% | 190.9% | -1.7142 | -244.4277
Scenario Int-12.55 | 36.4491 | 29.7721 | 303.0899 | 813.2087 | -18.32% | 168.3% | -2.0039 | -281.9409
Scenario Int-13.55 | 37.2759 | 30.1056 | 304.7838 | 874.2436 | -19.24% | 186.8% | -1.928 | -273.0662
Scenario Int-14.55 | 37.26 | 30.4825 | 304.7314 | 803.7058 | -18.19% | 163.7% | -2.2287 | -311.9977

## 98% Summary
Energy Use Summary - 98% EL
| Gas Use | Gas Use | Electric Use | Electric Use | change | change | change | change
| w/o Rule | w/ Rule | w/o Rule | w/ Rule | gas use | electric use | source energy | emissions
| (MMBtu) | (MMBtu) | (kWh) | (kWh) | % | % | (MMBtu) | (lbs CO2e)
DOE SNOPR (GTI Scenario 0) | 39.4298 | 31.6883 | 320.0376 | 882.1853 | -19.63% | 175.7% | -2.6263 | -367.0692
Scenario Int-11 | 39.3809 | 32.2091 | 305.4108 | 880.9194 | -18.21% | 188.4% | -1.8672 | -264.9974
Scenario Int-12 | 39.3617 | 32.4078 | 305.3787 | 841.928 | -17.67% | 175.7% | -2.0325 | -286.3967
Scenario Int-13 | 39.3811 | 32.2565 | 304.7119 | 875.4245 | -18.09% | 187.3% | -1.8654 | -264.6477
Scenario Int-14 | 39.3634 | 32.4382 | 304.7045 | 839.0033 | -17.59% | 175.3% | -2.0245 | -285.2709
DOE SNOPR (GTI Scenario 0.55) | 42.2529 | 34.7285 | 334.3806 | 856.6234 | -17.81% | 156.2% | -2.8022 | -389.8743
Scenario Int-11.55 | 42.4937 | 35.8993 | 319.9314 | 814.2237 | -15.52% | 154.5% | -2.0775 | -291.5088
Scenario Int-12.55 | 42.4848 | 36.1276 | 319.9304 | 772.7677 | -14.96% | 141.5% | -2.2475 | -313.4854
Scenario Int-13.55 | 42.4746 | 35.8199 | 318.9979 | 817.9796 | -15.67% | 156.4% | -2.0948 | -293.9418
Scenario Int-14.55 | 42.4717 | 36.0308 | 319.044 | 779.6484 | -15.17% | 144.4% | -2.2586 | -315.1482

## Scenario 0
Simulation Results NATIONAL - 10000 samples | [5 empty] | DOE SNOPR (GTI Scenario 0) | [5 empty] | Residential - Replacement | [5 empty] | DOE SNOPR (GTI Scenario 0) | [5 empty] | Residential - New | [5 empty] | DOE SNOPR (GTI Scenario 0) | [5 empty] | Commercial - Replacement | [5 empty] | DOE SNOPR (GTI Scenario 0) | [5 empty] | Commercial - New | [5 empty] | DOE SNOPR (GTI Scenario 0)
|  |  |  | Energy use for affected buildings | [11 empty] | Energy use for affected buildings | [11 empty] | Energy use for affected buildings | [11 empty] | Energy use for affected buildings | [11 empty] | Energy use for affected buildings
|  |  |  | Gas Use | Gas Use | Electric Use | Electric Use | change | change | change | change |  |  |  |  | Gas Use | Gas Use | Electric Use | Electric Use | change | change | change | change |  |  |  |  | Gas Use | Gas Use | Electric Use | Electric Use | change | change | change | change |  |  |  |  | Gas Use | Gas Use | Electric Use | Electric Use | change | change | change | change |  |  |  |  | Gas Use | Gas Use | Electric Use | Electric Use | change | change | change | change
|  | Number of | Number | w/o Rule | w/ Rule | w/o Rule | w/ Rule | gas use | electric use | source energy | emissions |  |  | Number of | Number | w/o Rule | w/ Rule | w/o Rule | w/ Rule | gas use | electric use | source energy | emissions |  |  | Number of | Number | w/o Rule | w/ Rule | w/o Rule | w/ Rule | gas use | electric use | source energy | emissions |  |  | Number of | Number | w/o Rule | w/ Rule | w/o Rule | w/ Rule | gas use | electric use | source energy | emissions |  |  | Number of | Number | w/o Rule | w/ Rule | w/o Rule | w/ Rule | gas use | electric use | source energy | emissions
Level | Description | Buildings | Affected | (MMBtu) | (MMBtu) | (kWh) | (kWh) | % | % | (MMBtu) | (lbs CO2e) | Level | Description | Buildings | Affected | (MMBtu) | (MMBtu) | (kWh) | (kWh) | % | % | (MMBtu) | (lbs CO2e) | Level | Description | Buildings | Affected | (MMBtu) | (MMBtu) | (kWh) | (kWh) | % | % | (MMBtu) | (lbs CO2e) | Level | Description | Buildings | Affected | (MMBtu) | (MMBtu) | (kWh) | (kWh) | % | % | (MMBtu) | (lbs CO2e) | Level | Description | Buildings | Affected | (MMBtu) | (MMBtu) | (kWh) | (kWh) | % | % | (MMBtu) | (lbs CO2e)
NWGF | [11 empty] | NWGF | [11 empty] | NWGF | [11 empty] | NWGF | [11 empty] | NWGF
1 | NWGF 90% | 10000 | 4653 | 35.3125 | 26.0839 | 300.3869 | 1118.7975 | -26.13% | 272.5% | -1.5978 | -234.2375 | 1 | NWGF 90% | 7241 | 3391 | 34.1087 | 24.8943 | 293.4622 | 1124.9871 | -27.01% | 283.3% | -1.4467 | -214.16 | 1 | NWGF 90% | 2476 | 1137 | 33.3488 | 24.089 | 290.4118 | 1164.0016 | -27.77% | 300.8% | -1.0614 | -163.1627 | 1 | NWGF 90% | 211 | 96 | 90.9892 | 81.0943 | 606.3951 | 567.3019 | -10.87% | 647.8% | -11.1896 | -1508.1632 | 1 | NWGF 90% | 72 | 29 | 68.7551 | 61.294 | 488.2036 | 448.3681 | -10.85% | 696.5% | -8.5445 | -1151.4131
2 | NWGF 92% | 10000 | 5247 | 36.3161 | 27.2103 | 305.8832 | 1071.8368 | -25.07% | 250.4% | -2.0062 | -288.117 | 2 | NWGF 92% | 7241 | 3760 | 34.891 | 25.6608 | 297.8991 | 1092.0686 | -26.45% | 266.6% | -1.8501 | -267.7081 | 2 | NWGF 92% | 2476 | 1345 | 34.4804 | 25.8147 | 296.081 | 1068.7528 | -25.13% | 261% | -1.4571 | -214.2138 | 2 | NWGF 92% | 211 | 108 | 96.3969 | 85.7418 | 638.0784 | 592.5391 | -11.05% | 644.2% | -12.0849 | -1628.7524 | 2 | NWGF 92% | 72 | 34 | 75.6853 | 67.8495 | 521.3922 | 478.9033 | -10.35% | 668.5% | -8.9803 | -1210.1313
3 | NWGF 95% | 10000 | 7367 | 37.1184 | 29.1094 | 311.4296 | 926.1719 | -21.58% | 197.4% | -2.3742 | -334.273 | 3 | NWGF 95% | 7241 | 5091 | 36.1232 | 27.743 | 306.5147 | 971.569 | -23.2% | 217% | -2.2585 | -319.8318 | 3 | NWGF 95% | 2476 | 2071 | 35.0526 | 28.0758 | 298.6053 | 855.946 | -19.9% | 186.6% | -1.8425 | -261.2605 | 3 | NWGF 95% | 211 | 146 | 86.8984 | 76.6142 | 588.7304 | 529.0101 | -11.83% | 668.4% | -11.8272 | -1593.6785 | 3 | NWGF 95% | 72 | 59 | 72.3235 | 65.7371 | 499.4805 | 456.8012 | -9.107% | 659.8% | -7.6205 | -1026.7352
4 | NWGF 98% | 10000 | 9906 | 39.4298 | 31.6883 | 320.0376 | 882.1853 | -19.63% | 175.7% | -2.6263 | -367.0692 | 4 | NWGF 98% | 7241 | 7161 | 38.9243 | 31.1987 | 317.51 | 893.6591 | -19.85% | 181.5% | -2.4642 | -345.5263 | 4 | NWGF 98% | 2476 | 2465 | 35.6184 | 28.1003 | 298.924 | 882.5775 | -21.11% | 195.3% | -2.1605 | -304.743 | 4 | NWGF 98% | 211 | 208 | 90.9697 | 79.9979 | 597.7749 | 614.2186 | -12.06% | 647.2% | -11.7893 | -1590.3059 | 4 | NWGF 98% | 72 | 72 | 71.2931 | 63.6528 | 491.9272 | 501.7226 | -10.72% | 672.8% | -8.2267 | -1109.6975
Simulation Results NORTH | [5 empty] | DOE SNOPR (GTI Scenario 0) | [5 empty] | Residential - North - Replacement | [5 empty] | DOE SNOPR (GTI Scenario 0) | [5 empty] | Residential - North - New | [5 empty] | DOE SNOPR (GTI Scenario 0) | [5 empty] | Commercial - North - Replacement | [5 empty] | DOE SNOPR (GTI Scenario 0) | [5 empty] | Commercial - North - New | [5 empty] | DOE SNOPR (GTI Scenario 0)
|  |  |  | Energy use for affected buildings | [11 empty] | Energy use for affected buildings | [11 empty] | Energy use for affected buildings | [11 empty] | Energy use for affected buildings | [11 empty] | Energy use for affected buildings
|  |  |  | Gas Use | Gas Use | Electric Use | Electric Use | change | change | change | change |  |  |  |  | Gas Use | Gas Use | Electric Use | Electric Use | change | change | change | change |  |  |  |  | Gas Use | Gas Use | Electric Use | Electric Use | change | change | change | change |  |  |  |  | Gas Use | Gas Use | Electric Use | Electric Use | change | change | change | change |  |  |  |  | Gas Use | Gas Use | Electric Use | Electric Use | change | change | change | change
|  | Number of | Number | w/o Rule | w/ Rule | w/o Rule | w/ Rule | gas use | electric use | source energy | emissions |  |  | Number of | Number | w/o Rule | w/ Rule | w/o Rule | w/ Rule | gas use | electric use | source energy | emissions |  |  | Number of | Number | w/o Rule | w/ Rule | w/o Rule | w/ Rule | gas use | electric use | source energy | emissions |  |  | Number of | Number | w/o Rule | w/ Rule | w/o Rule | w/ Rule | gas use | electric use | source energy | emissions |  |  | Number of | Number | w/o Rule | w/ Rule | w/o Rule | w/ Rule | gas use | electric use | source energy | emissions
Level | Description | Buildings | Affected | (MMBtu) | (MMBtu) | (kWh) | (kWh) | % | % | (MMBtu) | (lbs CO2e) | Level | Description | Buildings | Affected | (MMBtu) | (MMBtu) | (kWh) | (kWh) | % | % | (MMBtu) | (lbs CO2e) | Level | Description | Buildings | Affected | (MMBtu) | (MMBtu) | (kWh) | (kWh) | % | % | (MMBtu) | (lbs CO2e) | Level | Description | Buildings | Affected | (MMBtu) | (MMBtu) | (kWh) | (kWh) | % | % | (MMBtu) | (lbs CO2e) | Level | Description | Buildings | Affected | (MMBtu) | (MMBtu) | (kWh) | (kWh) | % | % | (MMBtu) | (lbs CO2e)
NWGF | [11 empty] | NWGF | [11 empty] | NWGF | [11 empty] | NWGF | [11 empty] | NWGF
1 | NWGF 90% | 5299 | 1430 | 53.3384 | 42.5033 | 367.698 | 1252.752 | -20.31% | 240.7% | -2.6599 | -378.9985 | 1 | NWGF 90% | 3779 | 968 | 53.05 | 43.1361 | 368.7851 | 1116.2151 | -18.69% | 202.7% | -3.0786 | -432.3168 | 1 | NWGF 90% | 1341 | 405 | 45.7754 | 32.9409 | 329.1157 | 1670.3012 | -28.04% | 407.5% | -0.1233 | -47.3586 | 1 | NWGF 90% | 133 | 47 | 115.0719 | 102.4204 | 626.9657 | 619.2707 | -10.99% | -1.227% | -13.8697 | -1870.3228 | 1 | NWGF 90% | 46 | 10 | 97.4121 | 86.9121 | 606.491 | 536.1451 | -10.78% | -11.6% | -12.1723 | -1639.9798
2 | NWGF 92% | 5300 | 1789 | 53.1824 | 43.3975 | 370.3557 | 1103.7201 | -18.4% | 198% | -3.0834 | -432.6427 | 2 | NWGF 92% | 3780 | 1180 | 52.6932 | 43.5184 | 369.4387 | 995.2573 | -17.41% | 169.4% | -3.5304 | -490.4517 | 2 | NWGF 92% | 1341 | 539 | 45.5541 | 34.7653 | 331.7173 | 1399.3133 | -23.68% | 321.8% | -0.72213 | -121.8508 | 2 | NWGF 92% | 133 | 56 | 122.971 | 109.9623 | 688.4121 | 669.6472 | -10.58% | -2.726% | -14.3735 | -1938.0154 | 2 | NWGF 92% | 46 | 14 | 108.9454 | 99.2862 | 662.9944 | 601.5461 | -8.866% | -9.268% | -11.1638 | -1504.1644
3 | NWGF 95% | 5299 | 2971 | 50.7584 | 43.2517 | 364.2304 | 836.9958 | -14.79% | 129.8% | -3.2946 | -455.1453 | 3 | NWGF 95% | 3779 | 1873 | 51.4521 | 44.1023 | 369.6315 | 782.5496 | -14.28% | 111.7% | -3.7422 | -514.1402 | 3 | NWGF 95% | 1341 | 988 | 43.4272 | 35.9897 | 324.8607 | 969.1464 | -17.13% | 198.3% | -1.4458 | -209.7449 | 3 | NWGF 95% | 133 | 76 | 111.8244 | 99.135 | 652.0181 | 602.1585 | -11.35% | -7.647% | -14.3469 | -1933.7193 | 3 | NWGF 95% | 46 | 34 | 89.081 | 82.4979 | 567.4361 | 521.1354 | -7.39% | -8.16% | -7.6543 | -1031.2217
4 | NWGF 98% | 5299 | 5221 | 49.7163 | 43.522 | 359.562 | 694.8122 | -12.46% | 93.24% | -3.2857 | -450.7996 | 4 | NWGF 98% | 3779 | 3713 | 49.7941 | 44.1776 | 361.7704 | 625.5007 | -11.28% | 72.9% | -3.3953 | -463.936 | 4 | NWGF 98% | 1341 | 1332 | 42.5078 | 35.3477 | 319.2715 | 894.0232 | -16.84% | 180% | -1.8623 | -264.3223 | 4 | NWGF 98% | 133 | 130 | 109.2742 | 96.9496 | 644.4166 | 682.6479 | -11.28% | 5.933% | -13.0385 | -1759.2859 | 4 | NWGF 98% | 46 | 46 | 83.8577 | 76.3112 | 542.9553 | 555.3798 | -8.999% | 2.288% | -8.0973 | -1092.3053
Simulation Results Rest of Country | [5 empty] | DOE SNOPR (GTI Scenario 0) | [5 empty] | Residential - Rest of Country - Replacement | [5 empty] | DOE SNOPR (GTI Scenario 0) | [5 empty] | Residential - Rest of Country - New | [5 empty] | DOE SNOPR (GTI Scenario 0) | [5 empty] | Commercial - Rest of Country - Replacement | [5 empty] | DOE SNOPR (GTI Scenario 0) | [5 empty] | Commercial - Rest of Country - New | [5 empty] | DOE SNOPR (GTI Scenario 0)
|  |  |  | Energy use for affected buildings | [11 empty] | Energy use for affected buildings | [11 empty] | Energy use for affected buildings | [11 empty] | Energy use for affected buildings | [11 empty] | Energy use for affected buildings
|  |  |  | Gas Use | Gas Use | Electric Use | Electric Use | change | change | change | change |  |  |  |  | Gas Use | Gas Use | Electric Use | Electric Use | change | change | change | change |  |  |  |  | Gas Use | Gas Use | Electric Use | Electric Use | change | change | change | change |  |  |  |  | Gas Use | Gas Use | Electric Use | Electric Use | change | change | change | change |  |  |  |  | Gas Use | Gas Use | Electric Use | Electric Use | change | change | change | change
|  | Number of | Number | w/o Rule | w/ Rule | w/o Rule | w/ Rule | gas use | electric use | source energy | emissions |  |  | Number of | Number | w/o Rule | w/ Rule | w/o Rule | w/ Rule | gas use | electric use | source energy | emissions |  |  | Number of | Number | w/o Rule | w/ Rule | w/o Rule | w/ Rule | gas use | electric use | source energy | emissions |  |  | Number of | Number | w/o Rule | w/ Rule | w/o Rule | w/ Rule | gas use | electric use | source energy | emissions |  |  | Number of | Number | w/o Rule | w/ Rule | w/o Rule | w/ Rule | gas use | electric use | source energy | emissions
Level | Description | Buildings | Affected | (MMBtu) | (MMBtu) | (kWh) | (kWh) | % | % | (MMBtu) | (lbs CO2e) | Level | Description | Buildings | Affected | (MMBtu) | (MMBtu) | (kWh) | (kWh) | % | % | (MMBtu) | (lbs CO2e) | Level | Description | Buildings | Affected | (MMBtu) | (MMBtu) | (kWh) | (kWh) | % | % | (MMBtu) | (lbs CO2e) | Level | Description | Buildings | Affected | (MMBtu) | (MMBtu) | (kWh) | (kWh) | % | % | (MMBtu) | (lbs CO2e) | Level | Description | Buildings | Affected | (MMBtu) | (MMBtu) | (kWh) | (kWh) | % | % | (MMBtu) | (lbs CO2e)
NWGF | [11 empty] | NWGF | [11 empty] | NWGF | [11 empty] | NWGF | [11 empty] | NWGF
1 | NWGF 90% | 4701 | 3223 | 27.3147 | 18.7989 | 270.522 | 1059.3637 | -31.18% | 291.6% | -1.1266 | -170.0091 | 1 | NWGF 90% | 3462 | 2423 | 26.5416 | 17.6067 | 263.3704 | 1128.4915 | -33.66% | 328.5% | -0.79476 | -127.0053 | 1 | NWGF 90% | 1135 | 732 | 26.4735 | 19.1913 | 268.9977 | 883.8768 | -27.51% | 228.6% | -1.5805 | -227.2347 | 1 | NWGF 90% | 78 | 49 | 67.8894 | 60.6386 | 586.664 | 517.4543 | -10.68% | -11.8% | -8.6189 | -1160.7857 | 1 | NWGF 90% | 26 | 19 | 53.6724 | 47.8107 | 425.947 | 402.1697 | -10.92% | -5.582% | -6.635 | -894.2728
2 | NWGF 92% | 4700 | 3458 | 27.5903 | 18.8359 | 272.5284 | 1055.3419 | -31.73% | 287.2% | -1.449 | -213.3464 | 2 | NWGF 92% | 3461 | 2580 | 26.7489 | 17.4934 | 265.1794 | 1136.3467 | -34.6% | 328.5% | -1.0816 | -165.8331 | 2 | NWGF 92% | 1135 | 806 | 27.075 | 19.8291 | 272.2498 | 847.6956 | -26.76% | 211.4% | -1.9486 | -275.9802 | 2 | NWGF 92% | 78 | 52 | 67.7785 | 59.6581 | 583.8728 | 509.4995 | -11.98% | -12.74% | -9.6202 | -1295.7 | 2 | NWGF 92% | 26 | 20 | 52.4033 | 45.8438 | 422.2707 | 393.0534 | -12.52% | -6.919% | -7.4519 | -1004.3082
3 | NWGF 95% | 4701 | 4396 | 27.8999 | 19.5514 | 275.7447 | 986.4408 | -29.92% | 257.7% | -1.7521 | -252.5824 | 3 | NWGF 95% | 3462 | 3218 | 27.2011 | 18.2212 | 269.7783 | 1081.5855 | -33.01% | 300.9% | -1.395 | -206.7369 | 3 | NWGF 95% | 1135 | 1083 | 27.4126 | 20.8561 | 274.6529 | 752.6754 | -23.92% | 174% | -2.2045 | -308.2572 | 3 | NWGF 95% | 78 | 70 | 59.8359 | 52.163 | 520.018 | 449.5918 | -12.82% | -13.54% | -9.0915 | -1224.4913 | 3 | NWGF 95% | 26 | 25 | 49.5332 | 42.9423 | 407.061 | 369.3067 | -13.31% | -9.275% | -7.5744 | -1020.6335
4 | NWGF 98% | 4701 | 4685 | 27.9664 | 18.5007 | 275.9913 | 1090.9953 | -33.85% | 295.3% | -1.8914 | -273.7593 | 4 | NWGF 98% | 3462 | 3448 | 27.2191 | 17.2224 | 269.8479 | 1182.4271 | -36.73% | 338.2% | -1.4615 | -218.0161 | 4 | NWGF 98% | 1135 | 1133 | 27.5191 | 19.58 | 275.0027 | 869.1214 | -28.85% | 216% | -2.5111 | -352.2632 | 4 | NWGF 98% | 78 | 78 | 60.4622 | 51.7451 | 520.0389 | 500.1699 | -14.42% | -3.821% | -9.7071 | -1308.6726 | 4 | NWGF 98% | 26 | 26 | 49.0634 | 41.2571 | 401.6466 | 406.7905 | -15.91% | 1.281% | -8.4557 | -1140.4684
Simulation Results Senior Only | [5 empty] | DOE SNOPR (GTI Scenario 0) | [5 empty] | Simulation Results Senior Only - North | [5 empty] | DOE SNOPR (GTI Scenario 0) | [5 empty] | Simulation Results Senior Only - Rest of Country | [5 empty] | DOE SNOPR (GTI Scenario 0)
|  |  |  | Energy use for affected buildings | [11 empty] | Energy use for affected buildings | [11 empty] | Energy use for affected buildings
|  |  |  | Gas Use | Gas Use | Electric Use | Electric Use | change | change | change | change |  |  |  |  | Gas Use | Gas Use | Electric Use | Electric Use | change | change | change | change |  |  |  |  | Gas Use | Gas Use | Electric Use | Electric Use | change | change | change | change
|  | Number of | Number | w/o Rule | w/ Rule | w/o Rule | w/ Rule | gas use | electric use | source energy | emissions |  |  | Number of | Number | w/o Rule | w/ Rule | w/o Rule | w/ Rule | gas use | electric use | source energy | emissions |  |  | Number of | Number | w/o Rule | w/ Rule | w/o Rule | w/ Rule | gas use | electric use | source energy | emissions
Level | Description | Buildings | Affected | (MMBtu) | (MMBtu) | (kWh) | (kWh) | % | % | (MMBtu) | (lbs CO2e) | Level | Description | Buildings | Affected | (MMBtu) | (MMBtu) | (kWh) | (kWh) | % | % | (MMBtu) | (lbs CO2e) | Level | Description | Buildings | Affected | (MMBtu) | (MMBtu) | (kWh) | (kWh) | % | % | (MMBtu) | (lbs CO2e)
NWGF | [11 empty] | NWGF | [11 empty] | NWGF
1 | NWGF 90% | 1455 | 621 | 35.1102 | 26.2257 | 299.2893 | 1360.9526 | -25.3% | 354.7% | 1.2922 | 149.9494 | 1 | NWGF 90% | 794 | 187 | 53.2517 | 42.3954 | 368.6847 | 1185.8585 | -20.39% | 221.6% | -3.3848 | -475.2071 | 1 | NWGF 90% | 661 | 434 | 27.2934 | 19.2586 | 269.3885 | 920.3866 | -29.44% | 241.7% | -2.0274 | -288.3417
2 | NWGF 92% | 1455 | 706 | 36.0558 | 27.3314 | 303.8187 | 1324.4411 | -24.2% | 335.9% | 1.0425 | 117.2022 | 2 | NWGF 92% | 794 | 233 | 53.2206 | 43.3465 | 369.8552 | 1052.5459 | -18.55% | 184.6% | -3.7046 | -515.259 | 2 | NWGF 92% | 661 | 473 | 27.6004 | 19.4424 | 271.2891 | 910.2851 | -29.56% | 235.5% | -2.2857 | -322.9002
3 | NWGF 95% | 1455 | 1017 | 38.4425 | 30.9493 | 317.6812 | 1205.269 | -19.49% | 279.4% | 1.009 | 115.7346 | 3 | NWGF 95% | 794 | 412 | 53.7522 | 46.6885 | 379.1835 | 749.3209 | -13.14% | 97.61% | -3.8727 | -530.7627 | 3 | NWGF 95% | 661 | 605 | 28.0167 | 20.231 | 275.7986 | 865.0994 | -27.79% | 213.7% | -2.3938 | -336.3301
4 | NWGF 98% | 1455 | 1436 | 41.8214 | 34.7072 | 333.3619 | 1184.302 | -17.01% | 255.3% | 1.0432 | 121.1945 | 4 | NWGF 98% | 794 | 778 | 53.7825 | 47.87 | 384.2326 | 638.7168 | -10.99% | 66.23% | -3.8136 | -520.1488 | 4 | NWGF 98% | 661 | 658 | 27.6789 | 19.1439 | 273.214 | 934.853 | -30.84% | 242.2% | -2.4625 | -347.2627
Simulation Results Low Income Only | [5 empty] | DOE SNOPR (GTI Scenario 0) | [5 empty] | Simulation Results Low Income Only - North | [5 empty] | DOE SNOPR (GTI Scenario 0) | [5 empty] | Simulation Results Low Income Only - Rest of Country | [5 empty] | DOE SNOPR (GTI Scenario 0)
|  |  |  | Energy use for affected buildings | [11 empty] | Energy use for affected buildings | [11 empty] | Energy use for affected buildings
|  |  |  | Gas Use | Gas Use | Electric Use | Electric Use | change | change | change | change |  |  |  |  | Gas Use | Gas Use | Electric Use | Electric Use | change | change | change | change |  |  |  |  | Gas Use | Gas Use | Electric Use | Electric Use | change | change | change | change
|  | Number of | Number | w/o Rule | w/ Rule | w/o Rule | w/ Rule | gas use | electric use | source energy | emissions |  |  | Number of | Number | w/o Rule | w/ Rule | w/o Rule | w/ Rule | gas use | electric use | source energy | emissions |  |  | Number of | Number | w/o Rule | w/ Rule | w/o Rule | w/ Rule | gas use | electric use | source energy | emissions
Level | Description | Buildings | Affected | (MMBtu) | (MMBtu) | (kWh) | (kWh) | % | % | (MMBtu) | (lbs CO2e) | Level | Description | Buildings | Affected | (MMBtu) | (MMBtu) | (kWh) | (kWh) | % | % | (MMBtu) | (lbs CO2e) | Level | Description | Buildings | Affected | (MMBtu) | (MMBtu) | (kWh) | (kWh) | % | % | (MMBtu) | (lbs CO2e)
NWGF | [11 empty] | NWGF | [11 empty] | NWGF
1 | NWGF 90% | 815 | 389 | 34.5264 | 26.8936 | 289.9362 | 797 | -22.11% | 174.9% | -3.0774 | -426.6413 | 1 | NWGF 90% | 441 | 108 | 57.2373 | 50.2694 | 387.5594 | 523.9594 | -12.17% | 35.19% | -6.1849 | -837.2336 | 1 | NWGF 90% | 374 | 281 | 25.7977 | 17.9093 | 252.4155 | 911.927 | -30.58% | 1309% | -1.7798 | -255.1385
2 | NWGF 92% | 816 | 432 | 35.4695 | 27.7637 | 296.6803 | 867 | -21.73% | 192.2% | -2.5029 | -350.6084 | 2 | NWGF 92% | 442 | 138 | 56.4581 | 49.9531 | 392.2133 | 493.1341 | -11.52% | 25.73% | -6.0471 | -817.8368 | 2 | NWGF 92% | 374 | 294 | 25.6177 | 17.3483 | 251.8382 | 931.8165 | -32.28% | 1352% | -1.9834 | -283.0721
3 | NWGF 95% | 815 | 591 | 38.0893 | 30.9571 | 315.6056 | 1051 | -18.72% | 233% | -0.17096 | -39.9059 | 3 | NWGF 95% | 441 | 242 | 55.7625 | 50.5678 | 401.4978 | 443.7536 | -9.316% | 10.52% | -5.2254 | -705.6718 | 3 | NWGF 95% | 374 | 349 | 25.8344 | 17.3588 | 256.0471 | 928.2903 | -32.81% | 1375% | -2.2882 | -323.9976
4 | NWGF 98% | 815 | 805 | 41.7783 | 34.017 | 333.2671 | 1241 | -18.58% | 272.4% | 0.92511 | 103.9631 | 4 | NWGF 98% | 441 | 433 | 55.3542 | 49.3235 | 398.6827 | 484.4769 | -10.89% | 21.52% | -5.6865 | -768.866 | 4 | NWGF 98% | 374 | 372 | 25.9761 | 16.2007 | 257.1247 | 1096.0196 | -37.63% | 1487% | -1.9821 | -286.5317

## Scenario 0.55
Simulation Results NATIONAL - 10000 samples | [5 empty] | DOE SNOPR (GTI Scenario 0.55) | [5 empty] | Residential - Replacement | [5 empty] | DOE SNOPR (GTI Scenario 0.55) | [5 empty] | Residential - New | [5 empty] | DOE SNOPR (GTI Scenario 0.55) | [5 empty] | Commercial - Replacement | [5 empty] | DOE SNOPR (GTI Scenario 0.55) | [5 empty] | Commercial - New | [5 empty] | DOE SNOPR (GTI Scenario 0.55)
|  |  |  | Energy use for affected buildings | [11 empty] | Energy use for affected buildings | [11 empty] | Energy use for affected buildings | [11 empty] | Energy use for affected buildings | [11 empty] | Energy use for affected buildings
|  |  |  | Gas Use | Gas Use | Electric Use | Electric Use | change | change | change | change |  |  |  |  | Gas Use | Gas Use | Electric Use | Electric Use | change | change | change | change |  |  |  |  | Gas Use | Gas Use | Electric Use | Electric Use | change | change | change | change |  |  |  |  | Gas Use | Gas Use | Electric Use | Electric Use | change | change | change | change |  |  |  |  | Gas Use | Gas Use | Electric Use | Electric Use | change | change | change | change
|  | Number of | Number | w/o Rule | w/ Rule | w/o Rule | w/ Rule | gas use | electric use | source energy | emissions |  |  | Number of | Number | w/o Rule | w/ Rule | w/o Rule | w/ Rule | gas use | electric use | source energy | emissions |  |  | Number of | Number | w/o Rule | w/ Rule | w/o Rule | w/ Rule | gas use | electric use | source energy | emissions |  |  | Number of | Number | w/o Rule | w/ Rule | w/o Rule | w/ Rule | gas use | electric use | source energy | emissions |  |  | Number of | Number | w/o Rule | w/ Rule | w/o Rule | w/ Rule | gas use | electric use | source energy | emissions
Level | Description | Buildings | Affected | (MMBtu) | (MMBtu) | (kWh) | (kWh) | % | % | (MMBtu) | (lbs CO2e) | Level | Description | Buildings | Affected | (MMBtu) | (MMBtu) | (kWh) | (kWh) | % | % | (MMBtu) | (lbs CO2e) | Level | Description | Buildings | Affected | (MMBtu) | (MMBtu) | (kWh) | (kWh) | % | % | (MMBtu) | (lbs CO2e) | Level | Description | Buildings | Affected | (MMBtu) | (MMBtu) | (kWh) | (kWh) | % | % | (MMBtu) | (lbs CO2e) | Level | Description | Buildings | Affected | (MMBtu) | (MMBtu) | (kWh) | (kWh) | % | % | (MMBtu) | (lbs CO2e)
NWGF | [11 empty] | NWGF | [11 empty] | NWGF | [11 empty] | NWGF | [11 empty] | NWGF
1 | NWGF 90% | 10000 | 3466 | 39.7458 | 30.155 | 926.0656 | 1166.1025 | -24.13% | 25.92% | -7.9723 | -1080.6608 | 1 | NWGF 90% | 7241 | 2389 | 38.7262 | 28.7536 | 319.1735 | 1239.5901 | -25.75% | 288.4% | -1.3542 | -203.7215 | 1 | NWGF 90% | 2476 | 964 | 36.1919 | 27.5902 | 306.4094 | 1054.2867 | -23.77% | 244.1% | -1.6437 | -238.8161 | 1 | NWGF 90% | 211 | 86 | 97.8167 | 87.1839 | 641.5612 | 598.7095 | -10.87% | 635.9% | -12.0327 | -1621.7816 | 1 | NWGF 90% | 72 | 27 | 71.8839 | 64.0862 | 505.6783 | 463.2977 | -10.85% | 689.1% | -8.9377 | -1204.386
2 | NWGF 92% | 10000 | 4018 | 40.5928 | 31.2926 | 329.5274 | 1097.7541 | -22.91% | 233.1% | -2.1947 | -313.5844 | 2 | NWGF 92% | 7241 | 2725 | 39.4041 | 29.612 | 322.9084 | 1179.6733 | -24.85% | 265.3% | -1.8155 | -264.4734 | 2 | NWGF 92% | 2476 | 1163 | 37.0742 | 29.0639 | 310.4213 | 962.429 | -21.61% | 210% | -1.9902 | -283.3459 | 2 | NWGF 92% | 211 | 98 | 102.9401 | 91.6218 | 672.1715 | 623.1164 | -11% | 633.6% | -12.8442 | -1731.0696 | 2 | NWGF 92% | 72 | 32 | 78.7584 | 70.6464 | 538.2108 | 493.6177 | -10.3% | 661.8% | -9.3032 | -1253.6287
3 | NWGF 95% | 10000 | 5965 | 40.5447 | 32.6544 | 330.1187 | 915.0213 | -19.46% | 177.2% | -2.5533 | -357.7412 | 3 | NWGF 95% | 7241 | 3928 | 39.9458 | 31.4512 | 327.5528 | 1001.3495 | -21.27% | 205.7% | -2.2929 | -324.6671 | 3 | NWGF 95% | 2476 | 1847 | 37.0401 | 30.6143 | 309.2877 | 771.2513 | -17.35% | 149.4% | -2.228 | -311.0572 | 3 | NWGF 95% | 211 | 133 | 92.5947 | 81.6925 | 618.8843 | 555.1073 | -11.77% | 657.6% | -12.5428 | -1690.086 | 3 | NWGF 95% | 72 | 57 | 73.9308 | 67.2582 | 508.1537 | 464.4021 | -9.025% | 655.5% | -7.7255 | -1040.8735
4 | NWGF 98% | 10000 | 8403 | 42.2529 | 34.7285 | 334.3806 | 856.6234 | -17.81% | 156.2% | -2.8022 | -389.8743 | 4 | NWGF 98% | 7241 | 5910 | 42 | 34.4489 | 333.0735 | 883.9036 | -17.98% | 165.4% | -2.5359 | -354.6173 | 4 | NWGF 98% | 2476 | 2231 | 37.386 | 30.2825 | 308.1009 | 814.3292 | -19% | 164.3% | -2.509 | -349.9666 | 4 | NWGF 98% | 211 | 192 | 95.5325 | 84.0147 | 620.0436 | 635.334 | -12.06% | 638% | -12.3963 | -1672.1479 | 4 | NWGF 98% | 72 | 70 | 72.5725 | 64.8547 | 498.7738 | 508.3448 | -10.63% | 669.1% | -8.3135 | -1121.3929
Simulation Results NORTH | [5 empty] | DOE SNOPR (GTI Scenario 0.55) | [5 empty] | Residential - North - Replacement | [5 empty] | DOE SNOPR (GTI Scenario 0.55) | [5 empty] | Residential - North - New | [5 empty] | DOE SNOPR (GTI Scenario 0.55) | [5 empty] | Commercial - North - Replacement | [5 empty] | DOE SNOPR (GTI Scenario 0.55) | [5 empty] | Commercial - North - New | [5 empty] | DOE SNOPR (GTI Scenario 0.55)
|  |  |  | Energy use for affected buildings | [11 empty] | Energy use for affected buildings | [11 empty] | Energy use for affected buildings | [11 empty] | Energy use for affected buildings | [11 empty] | Energy use for affected buildings
|  |  |  | Gas Use | Gas Use | Electric Use | Electric Use | change | change | change | change |  |  |  |  | Gas Use | Gas Use | Electric Use | Electric Use | change | change | change | change |  |  |  |  | Gas Use | Gas Use | Electric Use | Electric Use | change | change | change | change |  |  |  |  | Gas Use | Gas Use | Electric Use | Electric Use | change | change | change | change |  |  |  |  | Gas Use | Gas Use | Electric Use | Electric Use | change | change | change | change
|  | Number of | Number | w/o Rule | w/ Rule | w/o Rule | w/ Rule | gas use | electric use | source energy | emissions |  |  | Number of | Number | w/o Rule | w/ Rule | w/o Rule | w/ Rule | gas use | electric use | source energy | emissions |  |  | Number of | Number | w/o Rule | w/ Rule | w/o Rule | w/ Rule | gas use | electric use | source energy | emissions |  |  | Number of | Number | w/o Rule | w/ Rule | w/o Rule | w/ Rule | gas use | electric use | source energy | emissions |  |  | Number of | Number | w/o Rule | w/ Rule | w/o Rule | w/ Rule | gas use | electric use | source energy | emissions
Level | Description | Buildings | Affected | (MMBtu) | (MMBtu) | (kWh) | (kWh) | % | % | (MMBtu) | (lbs CO2e) | Level | Description | Buildings | Affected | (MMBtu) | (MMBtu) | (kWh) | (kWh) | % | % | (MMBtu) | (lbs CO2e) | Level | Description | Buildings | Affected | (MMBtu) | (MMBtu) | (kWh) | (kWh) | % | % | (MMBtu) | (lbs CO2e) | Level | Description | Buildings | Affected | (MMBtu) | (MMBtu) | (kWh) | (kWh) | % | % | (MMBtu) | (lbs CO2e) | Level | Description | Buildings | Affected | (MMBtu) | (MMBtu) | (kWh) | (kWh) | % | % | (MMBtu) | (lbs CO2e)
NWGF | [11 empty] | NWGF | [11 empty] | NWGF | [11 empty] | NWGF | [11 empty] | NWGF
1 | NWGF 90% | 5299 | 1283 | 54.8235 | 43.6681 | 372.0054 | 1281.1585 | -20.35% | 244.4% | -2.7598 | -393.0234 | 1 | NWGF 90% | 3779 | 845 | 54.7205 | 44.3147 | 373.4939 | 1185.9557 | -19.02% | 217.5% | -2.9424 | -415.4418 | 1 | NWGF 90% | 1341 | 385 | 46.333 | 33.7795 | 330.543 | 1579.7729 | -27.09% | 377.9% | -0.76782 | -132.1742 | 1 | NWGF 90% | 133 | 43 | 122.9612 | 109.4425 | 659.458 | 651.6233 | -10.99% | -1.188% | -14.8164 | -1997.9956 | 1 | NWGF 90% | 46 | 10 | 97.4121 | 86.9121 | 606.491 | 536.1451 | -10.78% | -11.6% | -12.1723 | -1639.9798
2 | NWGF 92% | 5299 | 1634 | 54.4807 | 44.5577 | 374.5962 | 1117.256 | -18.21% | 198.3% | -3.138 | -440.2085 | 2 | NWGF 92% | 3779 | 1052 | 54.1363 | 44.7016 | 373.9441 | 1041.3471 | -17.43% | 178.5% | -3.3837 | -471.6285 | 2 | NWGF 92% | 1341 | 516 | 46.0845 | 35.5402 | 333.292 | 1328.0001 | -22.88% | 298.4% | -1.2092 | -185.8665 | 2 | NWGF 92% | 133 | 52 | 130.1025 | 116.3929 | 720.0074 | 700.5665 | -10.54% | -2.7% | -15.1444 | -2041.9625 | 2 | NWGF 92% | 46 | 14 | 108.9454 | 99.2862 | 662.9944 | 601.5461 | -8.866% | -9.268% | -11.1638 | -1504.1644
3 | NWGF 95% | 5299 | 2773 | 51.4468 | 43.9668 | 365.6181 | 833.7231 | -14.54% | 128% | -3.3136 | -457.6074 | 3 | NWGF 95% | 3779 | 1716 | 52.1549 | 44.7734 | 370.4342 | 799.2273 | -14.15% | 115.8% | -3.6127 | -497.0359 | 3 | NWGF 95% | 1341 | 952 | 43.8682 | 36.6138 | 326.232 | 922.3766 | -16.54% | 182.7% | -1.7439 | -248.8428 | 3 | NWGF 95% | 133 | 71 | 117.9268 | 104.6102 | 680.6803 | 628.4369 | -11.29% | -7.675% | -15.0552 | -2029.1818 | 3 | NWGF 95% | 46 | 34 | 89.081 | 82.4979 | 567.4361 | 521.1354 | -7.39% | -8.16% | -7.6543 | -1031.2217
4 | NWGF 98% | 5299 | 4956 | 50.0711 | 43.9459 | 359.3896 | 685.5764 | -12.23% | 90.76% | -3.3041 | -453.0672 | 4 | NWGF 98% | 3779 | 3498 | 50.0499 | 44.5112 | 360.7127 | 622.5845 | -11.07% | 72.6% | -3.3297 | -455.058 | 4 | NWGF 98% | 1341 | 1290 | 42.9051 | 35.8795 | 320.5291 | 859.5619 | -16.37% | 168.2% | -2.0849 | -293.5299 | 4 | NWGF 98% | 133 | 122 | 113.7082 | 100.8243 | 663.1417 | 701.0952 | -11.33% | 5.723% | -13.651 | -1841.8734 | 4 | NWGF 98% | 46 | 46 | 83.8577 | 76.3112 | 542.9553 | 555.3798 | -8.999% | 2.288% | -8.0973 | -1092.3053
Simulation Results Rest of Country | [5 empty] | DOE SNOPR (GTI Scenario 0.55) | [5 empty] | Residential - Rest of Country - Replacement | [5 empty] | DOE SNOPR (GTI Scenario 0.55) | [5 empty] | Residential - Rest of Country - New | [5 empty] | DOE SNOPR (GTI Scenario 0.55) | [5 empty] | Commercial - Rest of Country - Replacement | [5 empty] | DOE SNOPR (GTI Scenario 0.55) | [5 empty] | Commercial - Rest of Country - New | [5 empty] | DOE SNOPR (GTI Scenario 0.55)
|  |  |  | Energy use for affected buildings | [11 empty] | Energy use for affected buildings | [11 empty] | Energy use for affected buildings | [11 empty] | Energy use for affected buildings | [11 empty] | Energy use for affected buildings
|  |  |  | Gas Use | Gas Use | Electric Use | Electric Use | change | change | change | change |  |  |  |  | Gas Use | Gas Use | Electric Use | Electric Use | change | change | change | change |  |  |  |  | Gas Use | Gas Use | Electric Use | Electric Use | change | change | change | change |  |  |  |  | Gas Use | Gas Use | Electric Use | Electric Use | change | change | change | change |  |  |  |  | Gas Use | Gas Use | Electric Use | Electric Use | change | change | change | change
|  | Number of | Number | w/o Rule | w/ Rule | w/o Rule | w/ Rule | gas use | electric use | source energy | emissions |  |  | Number of | Number | w/o Rule | w/ Rule | w/o Rule | w/ Rule | gas use | electric use | source energy | emissions |  |  | Number of | Number | w/o Rule | w/ Rule | w/o Rule | w/ Rule | gas use | electric use | source energy | emissions |  |  | Number of | Number | w/o Rule | w/ Rule | w/o Rule | w/ Rule | gas use | electric use | source energy | emissions |  |  | Number of | Number | w/o Rule | w/ Rule | w/o Rule | w/ Rule | gas use | electric use | source energy | emissions
Level | Description | Buildings | Affected | (MMBtu) | (MMBtu) | (kWh) | (kWh) | % | % | (MMBtu) | (lbs CO2e) | Level | Description | Buildings | Affected | (MMBtu) | (MMBtu) | (kWh) | (kWh) | % | % | (MMBtu) | (lbs CO2e) | Level | Description | Buildings | Affected | (MMBtu) | (MMBtu) | (kWh) | (kWh) | % | % | (MMBtu) | (lbs CO2e) | Level | Description | Buildings | Affected | (MMBtu) | (MMBtu) | (kWh) | (kWh) | % | % | (MMBtu) | (lbs CO2e) | Level | Description | Buildings | Affected | (MMBtu) | (MMBtu) | (kWh) | (kWh) | % | % | (MMBtu) | (lbs CO2e)
NWGF | [11 empty] | NWGF | [11 empty] | NWGF | [11 empty] | NWGF | [11 empty] | NWGF
1 | NWGF 90% | 4701 | 2183 | 30.8843 | 22.2131 | 297.4937 | 1098.4814 | -28.08% | 269.2% | -1.1705 | -176.2034 | 1 | NWGF 90% | 3462 | 1544 | 29.9728 | 20.2372 | 289.4451 | 1268.9431 | -32.48% | 338.4% | -0.485 | -87.8512 | 1 | NWGF 90% | 1135 | 579 | 29.4487 | 23.4747 | 290.3619 | 704.8702 | -20.29% | 142.8% | -2.2262 | -309.7265 | 1 | NWGF 90% | 78 | 43 | 72.6721 | 64.9254 | 623.6644 | 545.7958 | -10.66% | -12.49% | -9.2491 | -1245.5676 | 1 | NWGF 90% | 26 | 17 | 56.8673 | 50.6592 | 446.3767 | 420.4463 | -10.92% | -5.809% | -7.0349 | -948.1543
2 | NWGF 92% | 4701 | 2384 | 31.074 | 22.2007 | 298.637 | 1084.3874 | -28.56% | 263.1% | -1.5482 | -226.796 | 2 | NWGF 92% | 3462 | 1673 | 30.1404 | 20.1235 | 290.8166 | 1266.6543 | -33.23% | 335.6% | -0.82938 | -134.2121 | 2 | NWGF 92% | 1135 | 647 | 29.8883 | 23.899 | 292.1812 | 670.876 | -20.04% | 129.6% | -2.6131 | -361.0883 | 2 | NWGF 92% | 78 | 46 | 72.2349 | 63.6196 | 618.096 | 535.564 | -11.93% | -13.35% | -10.2439 | -1379.6255 | 2 | NWGF 92% | 26 | 18 | 55.2797 | 48.3709 | 441.1569 | 409.6735 | -12.5% | -7.137% | -7.8561 | -1058.7677
3 | NWGF 95% | 4701 | 3192 | 31.0737 | 22.827 | 299.2791 | 985.6478 | -26.54% | 229.3% | -1.8927 | -270.984 | 3 | NWGF 95% | 3462 | 2212 | 30.4743 | 21.1162 | 294.2867 | 1158.1495 | -30.71% | 293.5% | -1.2691 | -190.9488 | 3 | NWGF 95% | 1135 | 895 | 29.7772 | 24.2327 | 291.2642 | 610.5013 | -18.62% | 109.6% | -2.7429 | -377.2339 | 3 | NWGF 95% | 78 | 62 | 63.5854 | 55.448 | 548.1181 | 471.1332 | -12.8% | -14.05% | -9.6656 | -1301.7666 | 3 | NWGF 95% | 26 | 23 | 51.5347 | 44.7299 | 420.519 | 380.5355 | -13.2% | -9.508% | -7.8306 | -1055.1415
4 | NWGF 98% | 4701 | 3447 | 31.0121 | 21.476 | 298.4234 | 1102.5501 | -30.75% | 269.5% | -2.0806 | -299.0174 | 4 | NWGF 98% | 3462 | 2412 | 30.3257 | 19.8559 | 292.9898 | 1262.8811 | -34.52% | 331% | -1.3846 | -208.9534 | 4 | NWGF 98% | 1135 | 941 | 29.8199 | 22.6097 | 291.0635 | 752.3204 | -24.18% | 158.5% | -3.0903 | -427.3347 | 4 | NWGF 98% | 78 | 70 | 63.8548 | 54.7178 | 544.9298 | 520.7218 | -14.31% | -4.442% | -10.2096 | -1376.3406 | 4 | NWGF 98% | 26 | 24 | 50.9424 | 42.8964 | 414.0926 | 418.1942 | -15.79% | 0.9905% | -8.7278 | -1177.1442
Simulation Results Senior Only | [5 empty] | DOE SNOPR (GTI Scenario 0.55) | [5 empty] | Simulation Results Senior Only - North | [5 empty] | DOE SNOPR (GTI Scenario 0.55) | [5 empty] | Simulation Results Senior Only - Rest of Country | [5 empty] | DOE SNOPR (GTI Scenario 0.55)
|  |  |  | Energy use for affected buildings | [11 empty] | Energy use for affected buildings | [11 empty] | Energy use for affected buildings
|  |  |  | Gas Use | Gas Use | Electric Use | Electric Use | change | change | change | change |  |  |  |  | Gas Use | Gas Use | Electric Use | Electric Use | change | change | change | change |  |  |  |  | Gas Use | Gas Use | Electric Use | Electric Use | change | change | change | change
|  | Number of | Number | w/o Rule | w/ Rule | w/o Rule | w/ Rule | gas use | electric use | source energy | emissions |  |  | Number of | Number | w/o Rule | w/ Rule | w/o Rule | w/ Rule | gas use | electric use | source energy | emissions |  |  | Number of | Number | w/o Rule | w/ Rule | w/o Rule | w/ Rule | gas use | electric use | source energy | emissions
Level | Description | Buildings | Affected | (MMBtu) | (MMBtu) | (kWh) | (kWh) | % | % | (MMBtu) | (lbs CO2e) | Level | Description | Buildings | Affected | (MMBtu) | (MMBtu) | (kWh) | (kWh) | % | % | (MMBtu) | (lbs CO2e) | Level | Description | Buildings | Affected | (MMBtu) | (MMBtu) | (kWh) | (kWh) | % | % | (MMBtu) | (lbs CO2e)
NWGF | [11 empty] | NWGF | [11 empty] | NWGF
1 | NWGF 90% | 1455 | 428 | 41.8653 | 32.4346 | 337.4663 | 1465.1308 | -22.53% | 334.2% | 1.3793 | 160.1776 | 1 | NWGF 90% | 794 | 160 | 56.7346 | 44.7688 | 382.5057 | 1312.5863 | -21.09% | 243.2% | -3.4268 | -483.4609 | 1 | NWGF 90% | 661 | 268 | 32.988 | 25.0709 | 310.5771 | 898.6054 | -24% | 189.3% | -2.5501 | -357.3889
2 | NWGF 92% | 1455 | 504 | 42.4571 | 33.4034 | 339.4981 | 1394.7962 | -21.32% | 310.8% | 1.042 | 116.3432 | 2 | NWGF 92% | 794 | 205 | 56.1801 | 45.6003 | 382.0993 | 1139.0727 | -18.83% | 198.1% | -3.7058 | -517.1115 | 2 | NWGF 92% | 661 | 299 | 33.0483 | 25.0409 | 310.2898 | 869.989 | -24.23% | 180.4% | -2.9414 | -409.5149
3 | NWGF 95% | 1455 | 773 | 43.1708 | 35.5766 | 342.0786 | 1238.1867 | -17.59% | 262% | 0.98702 | 112.5792 | 3 | NWGF 95% | 794 | 367 | 54.7254 | 47.3128 | 378.1821 | 785.5537 | -13.55% | 107.7% | -3.868 | -530.9883 | 3 | NWGF 95% | 661 | 406 | 32.726 | 24.9678 | 309.4432 | 846.1124 | -23.71% | 173.4% | -2.908 | -404.4776
4 | NWGF 98% | 1455 | 1160 | 45.2956 | 38.2754 | 349.5174 | 1186.6366 | -15.5% | 239.5% | 1.0029 | 116.0687 | 4 | NWGF 98% | 794 | 705 | 53.945 | 47.8766 | 379.3969 | 649.0092 | -11.25% | 71.06% | -3.8271 | -522.3154 | 4 | NWGF 98% | 661 | 455 | 31.8936 | 23.399 | 303.2207 | 915.5261 | -26.63% | 201.9% | -2.9287 | -409.0009
Simulation Results Low Income Only | [5 empty] | DOE SNOPR (GTI Scenario 0.55) | [5 empty] | Simulation Results Low Income Only - North | [5 empty] | DOE SNOPR (GTI Scenario 0.55) | [5 empty] | Simulation Results Low Income Only - Rest of Country | [5 empty] | DOE SNOPR (GTI Scenario 0.55)
|  |  |  | Energy use for affected buildings | [11 empty] | Energy use for affected buildings | [11 empty] | Energy use for affected buildings
|  |  |  | Gas Use | Gas Use | Electric Use | Electric Use | change | change | change | change |  |  |  |  | Gas Use | Gas Use | Electric Use | Electric Use | change | change | change | change |  |  |  |  | Gas Use | Gas Use | Electric Use | Electric Use | change | change | change | change
|  | Number of | Number | w/o Rule | w/ Rule | w/o Rule | w/ Rule | gas use | electric use | source energy | emissions |  |  | Number of | Number | w/o Rule | w/ Rule | w/o Rule | w/ Rule | gas use | electric use | source energy | emissions |  |  | Number of | Number | w/o Rule | w/ Rule | w/o Rule | w/ Rule | gas use | electric use | source energy | emissions
Level | Description | Buildings | Affected | (MMBtu) | (MMBtu) | (kWh) | (kWh) | % | % | (MMBtu) | (lbs CO2e) | Level | Description | Buildings | Affected | (MMBtu) | (MMBtu) | (kWh) | (kWh) | % | % | (MMBtu) | (lbs CO2e) | Level | Description | Buildings | Affected | (MMBtu) | (MMBtu) | (kWh) | (kWh) | % | % | (MMBtu) | (lbs CO2e)
NWGF | [11 empty] | NWGF | [11 empty] | NWGF
1 | NWGF 90% | 815 | 237 | 40.8373 | 32.8539 | 323.1499 | 469 | -19.55% | 45.13% | -7.194 | -973.5382 | 1 | NWGF 90% | 441 | 82 | 60.2751 | 52.8556 | 392.0153 | 555.2388 | -12.31% | 41.64% | -6.3998 | -866.826 | 1 | NWGF 90% | 374 | 155 | 30.554 | 22.2724 | 286.7179 | 972.7059 | -27.11% | 1187% | -1.9347 | -276.6426
2 | NWGF 92% | 815 | 274 | 41.8369 | 34.0778 | 331.1168 | 519 | -18.55% | 56.74% | -6.5149 | -882.9259 | 2 | NWGF 92% | 441 | 110 | 59.1425 | 52.5398 | 399.4551 | 515.2608 | -11.16% | 28.99% | -5.9997 | -811.7895 | 2 | NWGF 92% | 374 | 164 | 30.2294 | 21.6947 | 285.2801 | 957.6772 | -28.23% | 1215% | -2.3511 | -332.477
3 | NWGF 95% | 815 | 405 | 44.1481 | 37.149 | 348.1644 | 655 | -15.85% | 88.13% | -4.4567 | -608.07 | 3 | NWGF 95% | 441 | 200 | 58.3425 | 53.1454 | 409.1737 | 458.0491 | -8.908% | 11.94% | -5.1596 | -696.9526 | 3 | NWGF 95% | 374 | 205 | 30.2999 | 21.5428 | 288.6431 | 956.3548 | -28.9% | 1240% | -2.6419 | -371.5879
4 | NWGF 98% | 815 | 608 | 47.2066 | 39.5356 | 361.4888 | 815 | -16.25% | 125.5% | -3.6726 | -505.6844 | 4 | NWGF 98% | 441 | 383 | 57.1445 | 51.0716 | 404.4136 | 494.4458 | -10.63% | 22.26% | -5.6886 | -769.2429 | 4 | NWGF 98% | 374 | 225 | 30.2901 | 19.8988 | 288.4214 | 1146.9685 | -34.31% | 1349% | -2.4501 | -350.0981

## Scenario Int-11
Simulation Results NATIONAL - 10000 samples | [5 empty] | Scenario Int-11 | [5 empty] | Residential - Replacement | [5 empty] | Scenario Int-11 | [5 empty] | Residential - New | [5 empty] | Scenario Int-11 | [5 empty] | Commercial - Replacement | [5 empty] | Scenario Int-11 | [5 empty] | Commercial - New | [5 empty] | Scenario Int-11
|  |  |  | Energy use for affected buildings | [11 empty] | Energy use for affected buildings | [11 empty] | Energy use for affected buildings | [11 empty] | Energy use for affected buildings | [11 empty] | Energy use for affected buildings
|  |  |  | Gas Use | Gas Use | Electric Use | Electric Use | change | change | change | change |  |  |  |  | Gas Use | Gas Use | Electric Use | Electric Use | change | change | change | change |  |  |  |  | Gas Use | Gas Use | Electric Use | Electric Use | change | change | change | change |  |  |  |  | Gas Use | Gas Use | Electric Use | Electric Use | change | change | change | change |  |  |  |  | Gas Use | Gas Use | Electric Use | Electric Use | change | change | change | change
|  | Number of | Number | w/o Rule | w/ Rule | w/o Rule | w/ Rule | gas use | electric use | source energy | emissions |  |  | Number of | Number | w/o Rule | w/ Rule | w/o Rule | w/ Rule | gas use | electric use | source energy | emissions |  |  | Number of | Number | w/o Rule | w/ Rule | w/o Rule | w/ Rule | gas use | electric use | source energy | emissions |  |  | Number of | Number | w/o Rule | w/ Rule | w/o Rule | w/ Rule | gas use | electric use | source energy | emissions |  |  | Number of | Number | w/o Rule | w/ Rule | w/o Rule | w/ Rule | gas use | electric use | source energy | emissions
Level | Description | Buildings | Affected | (MMBtu) | (MMBtu) | (kWh) | (kWh) | % | % | (MMBtu) | (lbs CO2e) | Level | Description | Buildings | Affected | (MMBtu) | (MMBtu) | (kWh) | (kWh) | % | % | (MMBtu) | (lbs CO2e) | Level | Description | Buildings | Affected | (MMBtu) | (MMBtu) | (kWh) | (kWh) | % | % | (MMBtu) | (lbs CO2e) | Level | Description | Buildings | Affected | (MMBtu) | (MMBtu) | (kWh) | (kWh) | % | % | (MMBtu) | (lbs CO2e) | Level | Description | Buildings | Affected | (MMBtu) | (MMBtu) | (kWh) | (kWh) | % | % | (MMBtu) | (lbs CO2e)
NWGF | [11 empty] | NWGF | [11 empty] | NWGF | [11 empty] | NWGF | [11 empty] | NWGF
1 | NWGF 90% | 10000 | 3159 | 29.1687 | 21.0775 | 263.8553 | 961.5892 | -27.74% | 264.4% | -1.6056 | -232.5281 | 1 | NWGF 90% | 7241 | 2744 | 26.6581 | 19.0843 | 252.1489 | 903.5928 | -28.41% | 258.4% | -1.5202 | -219.949 | 1 | NWGF 90% | 2476 | 331 | 42.9135 | 30.0504 | 327.5228 | 1592.836 | -29.97% | 386.3% | -0.93898 | -155.6255 | 1 | NWGF 90% | 211 | 76 | 50.9009 | 45.375 | 366.33 | 344.6296 | -10.86% | 707.3% | -6.2475 | -842.0609 | 1 | NWGF 90% | 72 | 8 | 115.163 | 102.6642 | 671.3771 | 597.6329 | -10.85% | 554% | -14.3861 | -1938.46
2 | NWGF 92% | 10000 | 3912 | 29.8727 | 21.6488 | 269.1354 | 985.0507 | -27.53% | 266% | -1.5624 | -227.1134 | 2 | NWGF 92% | 7241 | 3174 | 27.4812 | 19.4775 | 257.1503 | 956.6347 | -29.12% | 272% | -1.4922 | -217.274 | 2 | NWGF 92% | 2476 | 634 | 37.6185 | 27.9132 | 308.4126 | 1228.4781 | -25.8% | 298.3% | -1.0664 | -164.9022 | 2 | NWGF 92% | 211 | 89 | 51.0499 | 45.6093 | 377.2874 | 352.4417 | -10.66% | 727.2% | -6.1871 | -833.8364 | 2 | NWGF 92% | 72 | 15 | 82.875 | 74.1496 | 503.382 | 462.4882 | -10.53% | 578.9% | -9.9334 | -1338.7056
3 | NWGF 95% | 10000 | 6205 | 33.0227 | 25.2887 | 285.4526 | 957.6189 | -23.42% | 235.5% | -1.4807 | -215.0969 | 3 | NWGF 95% | 7241 | 4690 | 30.5481 | 23.0291 | 272.4008 | 935.708 | -24.61% | 243.5% | -1.3379 | -195.6337 | 3 | NWGF 95% | 2476 | 1348 | 37.304 | 28.6239 | 311.7133 | 1102.5665 | -23.27% | 253.7% | -1.2848 | -191.3987 | 3 | NWGF 95% | 211 | 132 | 61.7887 | 56.3876 | 418.5149 | 384.2208 | -8.741% | 642.2% | -6.2418 | -840.994 | 3 | NWGF 95% | 72 | 35 | 91.2429 | 82.3299 | 521.1469 | 473.6569 | -9.769% | 533% | -10.2063 | -1375.353
4 | NWGF 98% | 10000 | 8968 | 39.3809 | 32.2091 | 305.4108 | 880.9194 | -18.21% | 188.4% | -1.8672 | -264.9974 | 4 | NWGF 98% | 7241 | 7045 | 38.2679 | 31.5349 | 296.573 | 854.6473 | -17.59% | 188.2% | -1.5691 | -224.4053 | 4 | NWGF 98% | 2476 | 1660 | 36.889 | 27.7734 | 312.3475 | 1049.1578 | -24.71% | 235.9% | -2.3183 | -329.5328 | 4 | NWGF 98% | 211 | 208 | 87.2718 | 81.159 | 510.2845 | 540.9528 | -7.004% | 528.7% | -6.3459 | -856.5204 | 4 | NWGF 98% | 72 | 55 | 76.0369 | 67.3244 | 453.2846 | 454.0842 | -11.46% | 573.3% | -9.4884 | -1279.6421
Simulation Results NORTH | [5 empty] | Scenario Int-11 | [5 empty] | Residential - North - Replacement | [5 empty] | Scenario Int-11 | [5 empty] | Residential - North - New | [5 empty] | Scenario Int-11 | [5 empty] | Commercial - North - Replacement | [5 empty] | Scenario Int-11 | [5 empty] | Commercial - North - New | [5 empty] | Scenario Int-11
|  |  |  | Energy use for affected buildings | [11 empty] | Energy use for affected buildings | [11 empty] | Energy use for affected buildings | [11 empty] | Energy use for affected buildings | [11 empty] | Energy use for affected buildings
|  |  |  | Gas Use | Gas Use | Electric Use | Electric Use | change | change | change | change |  |  |  |  | Gas Use | Gas Use | Electric Use | Electric Use | change | change | change | change |  |  |  |  | Gas Use | Gas Use | Electric Use | Electric Use | change | change | change | change |  |  |  |  | Gas Use | Gas Use | Electric Use | Electric Use | change | change | change | change |  |  |  |  | Gas Use | Gas Use | Electric Use | Electric Use | change | change | change | change
|  | Number of | Number | w/o Rule | w/ Rule | w/o Rule | w/ Rule | gas use | electric use | source energy | emissions |  |  | Number of | Number | w/o Rule | w/ Rule | w/o Rule | w/ Rule | gas use | electric use | source energy | emissions |  |  | Number of | Number | w/o Rule | w/ Rule | w/o Rule | w/ Rule | gas use | electric use | source energy | emissions |  |  | Number of | Number | w/o Rule | w/ Rule | w/o Rule | w/ Rule | gas use | electric use | source energy | emissions |  |  | Number of | Number | w/o Rule | w/ Rule | w/o Rule | w/ Rule | gas use | electric use | source energy | emissions
Level | Description | Buildings | Affected | (MMBtu) | (MMBtu) | (kWh) | (kWh) | % | % | (MMBtu) | (lbs CO2e) | Level | Description | Buildings | Affected | (MMBtu) | (MMBtu) | (kWh) | (kWh) | % | % | (MMBtu) | (lbs CO2e) | Level | Description | Buildings | Affected | (MMBtu) | (MMBtu) | (kWh) | (kWh) | % | % | (MMBtu) | (lbs CO2e) | Level | Description | Buildings | Affected | (MMBtu) | (MMBtu) | (kWh) | (kWh) | % | % | (MMBtu) | (lbs CO2e) | Level | Description | Buildings | Affected | (MMBtu) | (MMBtu) | (kWh) | (kWh) | % | % | (MMBtu) | (lbs CO2e)
NWGF | [11 empty] | NWGF | [11 empty] | NWGF | [11 empty] | NWGF | [11 empty] | NWGF
1 | NWGF 90% | 5299 | 798 | 41.4824 | 31.7483 | 297.9347 | 1141.9755 | -23.47% | 283.3% | -1.8839 | -273.404 | 1 | NWGF 90% | 3779 | 565 | 36.9267 | 28.9792 | 273.527 | 923.2236 | -21.52% | 237.5% | -1.9457 | -277.29 | 1 | NWGF 90% | 1341 | 203 | 49.0478 | 34.1296 | 341.9673 | 1855.5007 | -30.42% | 442.6% | -0.61265 | -117.3037 | 1 | NWGF 90% | 133 | 23 | 61.5812 | 54.8324 | 379.5058 | 370.8965 | -10.96% | -2.269% | -7.4451 | -1003.869 | 1 | NWGF 90% | 46 | 7 | 123.7636 | 110.3467 | 723.0249 | 639.6927 | -10.84% | -11.53% | -15.4859 | -2086.5599
2 | NWGF 92% | 5299 | 1213 | 40.7413 | 33.0469 | 302.5174 | 935.9111 | -18.89% | 209.4% | -1.8384 | -262.4433 | 2 | NWGF 92% | 3779 | 783 | 37.3472 | 30.4221 | 280.2961 | 835.6766 | -18.54% | 198.1% | -1.8064 | -256.3424 | 2 | NWGF 92% | 1341 | 386 | 44.1594 | 34.8292 | 330.281 | 1196.8284 | -21.13% | 262.4% | -1.2109 | -183.1646 | 2 | NWGF 92% | 133 | 31 | 62.9976 | 56.9638 | 416.4349 | 402.0765 | -9.578% | -3.448% | -6.7253 | -906.6668 | 2 | NWGF 92% | 46 | 13 | 90.6055 | 81.1872 | 544.9143 | 498.864 | -10.39% | -8.451% | -10.7421 | -1447.6491
3 | NWGF 95% | 5299 | 2435 | 41.2612 | 35.7851 | 310.5021 | 710.985 | -13.27% | 129% | -1.8285 | -255.772 | 3 | NWGF 95% | 3779 | 1560 | 38.7361 | 33.8925 | 292.1244 | 624.1114 | -12.5% | 113.6% | -1.8473 | -256.7318 | 3 | NWGF 95% | 1341 | 792 | 42.327 | 35.6563 | 329.9432 | 910.99 | -15.76% | 176.1% | -1.2637 | -183.7401 | 3 | NWGF 95% | 133 | 59 | 69.1955 | 64.1059 | 430.5595 | 399.3347 | -7.355% | -7.252% | -5.8705 | -790.9924 | 3 | NWGF 95% | 46 | 24 | 101.552 | 93.433 | 568.3556 | 523.7407 | -7.995% | -7.85% | -9.311 | -1254.6831
4 | NWGF 98% | 5299 | 4729 | 49.4332 | 44.8811 | 334.9127 | 596.9104 | -9.209% | 78.23% | -2.253 | -309.8522 | 4 | NWGF 98% | 3779 | 3676 | 48.748 | 44.9898 | 326.5022 | 522.1926 | -7.71% | 59.94% | -2.0733 | -284.0917 | 4 | NWGF 98% | 1341 | 891 | 42.6355 | 35.1276 | 329.7834 | 905.6242 | -17.61% | 174.6% | -2.2301 | -313.9519 | 4 | NWGF 98% | 133 | 130 | 104.4583 | 98.8662 | 560.4093 | 610.9618 | -5.353% | 9.021% | -5.5727 | -752.7072 | 4 | NWGF 98% | 46 | 32 | 93.8689 | 84.6504 | 527.8044 | 527.28 | -9.821% | -0.09934% | -10.0535 | -1355.8331
Simulation Results Rest of Country | [5 empty] | Scenario Int-11 | [5 empty] | Residential - Rest of Country - Replacement | [5 empty] | Scenario Int-11 | [5 empty] | Residential - Rest of Country - New | [5 empty] | Scenario Int-11 | [5 empty] | Commercial - Rest of Country - Replacement | [5 empty] | Scenario Int-11 | [5 empty] | Commercial - Rest of Country - New | [5 empty] | Scenario Int-11
|  |  |  | Energy use for affected buildings | [11 empty] | Energy use for affected buildings | [11 empty] | Energy use for affected buildings | [11 empty] | Energy use for affected buildings | [11 empty] | Energy use for affected buildings
|  |  |  | Gas Use | Gas Use | Electric Use | Electric Use | change | change | change | change |  |  |  |  | Gas Use | Gas Use | Electric Use | Electric Use | change | change | change | change |  |  |  |  | Gas Use | Gas Use | Electric Use | Electric Use | change | change | change | change |  |  |  |  | Gas Use | Gas Use | Electric Use | Electric Use | change | change | change | change |  |  |  |  | Gas Use | Gas Use | Electric Use | Electric Use | change | change | change | change
|  | Number of | Number | w/o Rule | w/ Rule | w/o Rule | w/ Rule | gas use | electric use | source energy | emissions |  |  | Number of | Number | w/o Rule | w/ Rule | w/o Rule | w/ Rule | gas use | electric use | source energy | emissions |  |  | Number of | Number | w/o Rule | w/ Rule | w/o Rule | w/ Rule | gas use | electric use | source energy | emissions |  |  | Number of | Number | w/o Rule | w/ Rule | w/o Rule | w/ Rule | gas use | electric use | source energy | emissions |  |  | Number of | Number | w/o Rule | w/ Rule | w/o Rule | w/ Rule | gas use | electric use | source energy | emissions
Level | Description | Buildings | Affected | (MMBtu) | (MMBtu) | (kWh) | (kWh) | % | % | (MMBtu) | (lbs CO2e) | Level | Description | Buildings | Affected | (MMBtu) | (MMBtu) | (kWh) | (kWh) | % | % | (MMBtu) | (lbs CO2e) | Level | Description | Buildings | Affected | (MMBtu) | (MMBtu) | (kWh) | (kWh) | % | % | (MMBtu) | (lbs CO2e) | Level | Description | Buildings | Affected | (MMBtu) | (MMBtu) | (kWh) | (kWh) | % | % | (MMBtu) | (lbs CO2e) | Level | Description | Buildings | Affected | (MMBtu) | (MMBtu) | (kWh) | (kWh) | % | % | (MMBtu) | (lbs CO2e)
NWGF | [11 empty] | NWGF | [11 empty] | NWGF | [11 empty] | NWGF | [11 empty] | NWGF
1 | NWGF 90% | 4701 | 2361 | 25.0068 | 17.4709 | 252.3367 | 900.6201 | -30.14% | 256.9% | -1.5116 | -218.7124 | 1 | NWGF 90% | 3462 | 2179 | 23.9955 | 16.5187 | 246.6057 | 898.5027 | -31.16% | 264.3% | -1.4099 | -205.0808 | 1 | NWGF 90% | 1135 | 128 | 33.185 | 23.581 | 304.6148 | 1176.2661 | -28.94% | 286.1% | -1.4565 | -216.4015 | 1 | NWGF 90% | 78 | 53 | 46.266 | 41.2708 | 360.6122 | 333.2308 | -10.8% | -7.593% | -5.7278 | -771.8422 | 1 | NWGF 90% | 26 | 1 | 54.9594 | 48.8868 | 309.8425 | 303.2145 | -11.05% | -2.139% | -6.6877 | -901.7607
2 | NWGF 92% | 4701 | 2699 | 24.9881 | 16.5262 | 254.1327 | 1007.1353 | -33.86% | 296.3% | -1.4384 | -211.2353 | 2 | NWGF 92% | 3462 | 2391 | 24.2503 | 15.8934 | 249.5705 | 996.2459 | -34.46% | 299.2% | -1.3894 | -204.48 | 2 | NWGF 92% | 1135 | 248 | 27.4379 | 17.1489 | 274.3756 | 1277.7393 | -37.5% | 365.7% | -0.8415 | -136.4775 | 2 | NWGF 92% | 78 | 58 | 44.664 | 39.5405 | 356.3637 | 325.9127 | -11.47% | -8.545% | -5.8994 | -794.9098 | 2 | NWGF 92% | 26 | 2 | 32.6263 | 28.4055 | 233.4223 | 226.0454 | -12.94% | -3.16% | -4.6769 | -630.5734
3 | NWGF 95% | 4701 | 3770 | 27.7016 | 18.5092 | 269.2734 | 1116.9169 | -33.18% | 314.8% | -1.2561 | -188.8252 | 3 | NWGF 95% | 3462 | 3130 | 26.4672 | 17.6148 | 262.5705 | 1091.0085 | -33.45% | 315.5% | -1.0841 | -165.1822 | 3 | NWGF 95% | 1135 | 556 | 30.149 | 18.6065 | 285.7456 | 1375.4595 | -38.28% | 381.4% | -1.315 | -202.308 | 3 | NWGF 95% | 78 | 73 | 55.8024 | 50.1495 | 408.7803 | 372.0055 | -10.13% | -8.996% | -6.5418 | -881.4063 | 3 | NWGF 95% | 26 | 11 | 68.7504 | 58.1048 | 418.1461 | 364.383 | -15.48% | -12.86% | -12.1595 | -1638.6326
4 | NWGF 98% | 4701 | 4239 | 28.1666 | 18.0723 | 272.4986 | 1197.7579 | -35.84% | 339.5% | -1.4367 | -214.9577 | 4 | NWGF 98% | 3462 | 3369 | 26.8328 | 16.854 | 263.9166 | 1217.3969 | -37.19% | 361.3% | -1.0191 | -159.28 | 4 | NWGF 98% | 1135 | 769 | 30.2308 | 19.2524 | 292.1456 | 1215.4627 | -36.32% | 316% | -2.4205 | -347.5856 | 4 | NWGF 98% | 78 | 78 | 58.6276 | 51.6469 | 426.7432 | 424.2711 | -11.91% | -0.5793% | -7.6344 | -1029.5424 | 4 | NWGF 98% | 26 | 23 | 51.2272 | 43.2186 | 349.6049 | 352.2466 | -15.63% | 0.7556% | -8.702 | -1173.6371
Simulation Results Senior Only | [5 empty] | Scenario Int-11 | [5 empty] | Simulation Results Senior Only - North | [5 empty] | Scenario Int-11 | [5 empty] | Simulation Results Senior Only - Rest of Country | [5 empty] | Scenario Int-11
|  |  |  | Energy use for affected buildings | [11 empty] | Energy use for affected buildings | [11 empty] | Energy use for affected buildings
|  |  |  | Gas Use | Gas Use | Electric Use | Electric Use | change | change | change | change |  |  |  |  | Gas Use | Gas Use | Electric Use | Electric Use | change | change | change | change |  |  |  |  | Gas Use | Gas Use | Electric Use | Electric Use | change | change | change | change
|  | Number of | Number | w/o Rule | w/ Rule | w/o Rule | w/ Rule | gas use | electric use | source energy | emissions |  |  | Number of | Number | w/o Rule | w/ Rule | w/o Rule | w/ Rule | gas use | electric use | source energy | emissions |  |  | Number of | Number | w/o Rule | w/ Rule | w/o Rule | w/ Rule | gas use | electric use | source energy | emissions
Level | Description | Buildings | Affected | (MMBtu) | (MMBtu) | (kWh) | (kWh) | % | % | (MMBtu) | (lbs CO2e) | Level | Description | Buildings | Affected | (MMBtu) | (MMBtu) | (kWh) | (kWh) | % | % | (MMBtu) | (lbs CO2e) | Level | Description | Buildings | Affected | (MMBtu) | (MMBtu) | (kWh) | (kWh) | % | % | (MMBtu) | (lbs CO2e)
NWGF | [11 empty] | NWGF | [11 empty] | NWGF
1 | NWGF 90% | 1455 | 417 | 28.4491 | 20.3332 | 255.3534 | 1284.7503 | -28.53% | 403.1% | 1.7964 | 218.6735 | 1 | NWGF 90% | 794 | 98 | 39.2236 | 28.6392 | 276.1182 | 1340.9172 | -26.98% | 385.6% | -0.52825 | -95.6389 | 1 | NWGF 90% | 661 | 319 | 25.1391 | 17.7815 | 248.9743 | 869.9259 | -29.27% | 249.4% | -1.5999 | -229.9932
2 | NWGF 92% | 1455 | 504 | 28.6402 | 21.0131 | 256.908 | 1226.4284 | -26.63% | 377.4% | 1.7101 | 208.4165 | 2 | NWGF 92% | 794 | 144 | 38.356 | 30.5578 | 279.111 | 1006.0642 | -20.33% | 260.5% | -0.98428 | -149.3995 | 2 | NWGF 92% | 661 | 360 | 24.7538 | 17.1952 | 248.0268 | 885.3884 | -30.54% | 257% | -1.6494 | -237.0425
3 | NWGF 95% | 1455 | 828 | 32.0162 | 24.9363 | 276.5433 | 1237.7358 | -22.11% | 347.6% | 2.2204 | 277.4243 | 3 | NWGF 95% | 794 | 298 | 40.0788 | 34.8141 | 294.6302 | 726.6514 | -13.14% | 146.6% | -1.272 | -181.4435 | 3 | NWGF 95% | 661 | 530 | 27.4829 | 19.3823 | 266.3737 | 1004.0916 | -29.48% | 276.9% | -1.2025 | -179.0819
4 | NWGF 98% | 1455 | 1326 | 41.8715 | 35.8206 | 305.0305 | 1168.644 | -14.45% | 283.1% | 2.3332 | 294.8751 | 4 | NWGF 98% | 794 | 730 | 53.2249 | 49.0905 | 335.0632 | 585.1 | -7.768% | 74.62% | -1.9214 | -264.8498 | 4 | NWGF 98% | 661 | 596 | 27.9656 | 19.5672 | 268.2455 | 1031.8937 | -30.03% | 284.7% | -1.259 | -187.2943
Simulation Results Low Income Only | [5 empty] | Scenario Int-11 | [5 empty] | Simulation Results Low Income Only - North | [5 empty] | Scenario Int-11 | [5 empty] | Simulation Results Low Income Only - Rest of Country | [5 empty] | Scenario Int-11
|  |  |  | Energy use for affected buildings | [11 empty] | Energy use for affected buildings | [11 empty] | Energy use for affected buildings
|  |  |  | Gas Use | Gas Use | Electric Use | Electric Use | change | change | change | change |  |  |  |  | Gas Use | Gas Use | Electric Use | Electric Use | change | change | change | change |  |  |  |  | Gas Use | Gas Use | Electric Use | Electric Use | change | change | change | change
|  | Number of | Number | w/o Rule | w/ Rule | w/o Rule | w/ Rule | gas use | electric use | source energy | emissions |  |  | Number of | Number | w/o Rule | w/ Rule | w/o Rule | w/ Rule | gas use | electric use | source energy | emissions |  |  | Number of | Number | w/o Rule | w/ Rule | w/o Rule | w/ Rule | gas use | electric use | source energy | emissions
Level | Description | Buildings | Affected | (MMBtu) | (MMBtu) | (kWh) | (kWh) | % | % | (MMBtu) | (lbs CO2e) | Level | Description | Buildings | Affected | (MMBtu) | (MMBtu) | (kWh) | (kWh) | % | % | (MMBtu) | (lbs CO2e) | Level | Description | Buildings | Affected | (MMBtu) | (MMBtu) | (kWh) | (kWh) | % | % | (MMBtu) | (lbs CO2e)
NWGF | [11 empty] | NWGF | [11 empty] | NWGF
1 | NWGF 90% | 815 | 305 | 26.8636 | 18.1407 | 233.2353 | 581 | -32.47% | 149.1% | -5.9125 | -805.3457 | 1 | NWGF 90% | 441 | 59 | 38.5376 | 29.1899 | 259.6037 | 1065.5163 | -24.26% | 310.4% | -1.8567 | -268.8716 | 1 | NWGF 90% | 374 | 246 | 24.0637 | 15.4906 | 226.9112 | 1127.1675 | -35.63% | 1365% | -0.037125 | -25.6345
2 | NWGF 92% | 815 | 346 | 27.4018 | 18.475 | 236.4824 | 753 | -32.58% | 218.4% | -4.3901 | -603.8908 | 2 | NWGF 92% | 441 | 84 | 38.6173 | 30.9653 | 266.0333 | 899.7405 | -19.81% | 238.2% | -1.7889 | -255.7766 | 2 | NWGF 92% | 374 | 262 | 23.806 | 14.4705 | 227.0081 | 1224.1343 | -39.22% | 1469% | 0.13333 | -4.8667
3 | NWGF 95% | 815 | 519 | 31.0547 | 21.912 | 255.6299 | 1120 | -29.44% | 338.1% | -1.029 | -158.5759 | 3 | NWGF 95% | 441 | 189 | 39.8186 | 33.4761 | 280.1126 | 867.7515 | -15.93% | 209.8% | -0.83787 | -126.462 | 3 | NWGF 95% | 374 | 330 | 26.0354 | 15.289 | 241.608 | 1429.8622 | -41.28% | 1480% | 0.57153 | 49.851
4 | NWGF 98% | 815 | 761 | 42.4245 | 34.0468 | 292.7046 | 1409 | -19.75% | 381.4% | 2.4094 | 299.3631 | 4 | NWGF 98% | 441 | 414 | 56.1333 | 51.0767 | 335.1461 | 657.4361 | -9.008% | 96.16% | -2.1796 | -301.3266 | 4 | NWGF 98% | 374 | 347 | 26.0688 | 13.7287 | 242.0683 | 1610.2154 | -47.34% | 1663% | 0.69424 | 62.2781

## Scenario Int-12
Simulation Results NATIONAL - 10000 samples | [5 empty] | Scenario Int-12 | [5 empty] | Residential - Replacement | [5 empty] | Scenario Int-12 | [5 empty] | Residential - New | [5 empty] | Scenario Int-12 | [5 empty] | Commercial - Replacement | [5 empty] | Scenario Int-12 | [5 empty] | Commercial - New | [5 empty] | Scenario Int-12
|  |  |  | Energy use for affected buildings | [11 empty] | Energy use for affected buildings | [11 empty] | Energy use for affected buildings | [11 empty] | Energy use for affected buildings | [11 empty] | Energy use for affected buildings
|  |  |  | Gas Use | Gas Use | Electric Use | Electric Use | change | change | change | change |  |  |  |  | Gas Use | Gas Use | Electric Use | Electric Use | change | change | change | change |  |  |  |  | Gas Use | Gas Use | Electric Use | Electric Use | change | change | change | change |  |  |  |  | Gas Use | Gas Use | Electric Use | Electric Use | change | change | change | change |  |  |  |  | Gas Use | Gas Use | Electric Use | Electric Use | change | change | change | change
|  | Number of | Number | w/o Rule | w/ Rule | w/o Rule | w/ Rule | gas use | electric use | source energy | emissions |  |  | Number of | Number | w/o Rule | w/ Rule | w/o Rule | w/ Rule | gas use | electric use | source energy | emissions |  |  | Number of | Number | w/o Rule | w/ Rule | w/o Rule | w/ Rule | gas use | electric use | source energy | emissions |  |  | Number of | Number | w/o Rule | w/ Rule | w/o Rule | w/ Rule | gas use | electric use | source energy | emissions |  |  | Number of | Number | w/o Rule | w/ Rule | w/o Rule | w/ Rule | gas use | electric use | source energy | emissions
Level | Description | Buildings | Affected | (MMBtu) | (MMBtu) | (kWh) | (kWh) | % | % | (MMBtu) | (lbs CO2e) | Level | Description | Buildings | Affected | (MMBtu) | (MMBtu) | (kWh) | (kWh) | % | % | (MMBtu) | (lbs CO2e) | Level | Description | Buildings | Affected | (MMBtu) | (MMBtu) | (kWh) | (kWh) | % | % | (MMBtu) | (lbs CO2e) | Level | Description | Buildings | Affected | (MMBtu) | (MMBtu) | (kWh) | (kWh) | % | % | (MMBtu) | (lbs CO2e) | Level | Description | Buildings | Affected | (MMBtu) | (MMBtu) | (kWh) | (kWh) | % | % | (MMBtu) | (lbs CO2e)
NWGF | [11 empty] | NWGF | [11 empty] | NWGF | [11 empty] | NWGF | [11 empty] | NWGF
1 | NWGF 90% | 10000 | 3167 | 29.1607 | 21.6533 | 263.8534 | 877.6495 | -25.74% | 232.6% | -1.8371 | -261.8194 | 1 | NWGF 90% | 7241 | 2751 | 26.6562 | 19.6448 | 252.1635 | 824.4036 | -26.3% | 226.9% | -1.7262 | -245.9158 | 1 | NWGF 90% | 2476 | 332 | 42.8638 | 30.9143 | 327.4392 | 1447.6165 | -27.88% | 342.1% | -1.4437 | -220.371 | 1 | NWGF 90% | 211 | 76 | 50.9009 | 45.375 | 366.33 | 344.6296 | -10.86% | 707.3% | -6.2475 | -842.0609 | 1 | NWGF 90% | 72 | 8 | 115.163 | 102.6642 | 671.3771 | 597.6329 | -10.85% | 554% | -14.3861 | -1938.46
2 | NWGF 92% | 10000 | 3915 | 29.8621 | 21.9347 | 269.1135 | 936.8783 | -26.55% | 248.1% | -1.737 | -249.5615 | 2 | NWGF 92% | 7241 | 3173 | 27.4694 | 19.8377 | 257.0234 | 897.5673 | -27.78% | 249.2% | -1.6961 | -243.4209 | 2 | NWGF 92% | 2476 | 638 | 37.56 | 27.8337 | 308.6438 | 1225.067 | -25.9% | 296.9% | -1.127 | -172.9883 | 2 | NWGF 92% | 211 | 89 | 51.0499 | 45.6093 | 377.2874 | 352.4417 | -10.66% | 727.2% | -6.1871 | -833.8364 | 2 | NWGF 92% | 72 | 15 | 82.875 | 74.1496 | 503.382 | 462.4882 | -10.53% | 578.9% | -9.9334 | -1338.7056
3 | NWGF 95% | 10000 | 6178 | 33.1074 | 25.7988 | 285.7704 | 885.0758 | -22.08% | 209.7% | -1.7703 | -252.4783 | 3 | NWGF 95% | 7241 | 4724 | 30.4214 | 23.1989 | 271.8748 | 881.7675 | -23.74% | 224.3% | -1.567 | -225.3051 | 3 | NWGF 95% | 2476 | 1287 | 38.4436 | 30.6671 | 316.7592 | 959.7777 | -20.23% | 203% | -1.8284 | -261.3217 | 3 | NWGF 95% | 211 | 132 | 61.7887 | 56.3876 | 418.5149 | 384.2208 | -8.741% | 642.2% | -6.2418 | -840.994 | 3 | NWGF 95% | 72 | 35 | 91.2429 | 82.3299 | 521.1469 | 473.6569 | -9.769% | 533% | -10.2063 | -1375.353
4 | NWGF 98% | 10000 | 8978 | 39.3617 | 32.4078 | 305.3787 | 841.928 | -17.67% | 175.7% | -2.0325 | -286.3967 | 4 | NWGF 98% | 7241 | 7045 | 38.2651 | 31.7546 | 296.5368 | 815.1457 | -17.01% | 174.9% | -1.7346 | -245.8218 | 4 | NWGF 98% | 2476 | 1670 | 36.8186 | 27.9416 | 312.2939 | 1005.1708 | -24.11% | 221.9% | -2.5125 | -354.7117 | 4 | NWGF 98% | 211 | 208 | 87.2718 | 81.159 | 510.2845 | 540.9528 | -7.004% | 528.7% | -6.3459 | -856.5204 | 4 | NWGF 98% | 72 | 55 | 75.8596 | 67.3244 | 453.0578 | 454.0842 | -11.25% | 572.9% | -9.2928 | -1253.2691
Simulation Results NORTH | [5 empty] | Scenario Int-12 | [5 empty] | Residential - North - Replacement | [5 empty] | Scenario Int-12 | [5 empty] | Residential - North - New | [5 empty] | Scenario Int-12 | [5 empty] | Commercial - North - Replacement | [5 empty] | Scenario Int-12 | [5 empty] | Commercial - North - New | [5 empty] | Scenario Int-12
|  |  |  | Energy use for affected buildings | [11 empty] | Energy use for affected buildings | [11 empty] | Energy use for affected buildings | [11 empty] | Energy use for affected buildings | [11 empty] | Energy use for affected buildings
|  |  |  | Gas Use | Gas Use | Electric Use | Electric Use | change | change | change | change |  |  |  |  | Gas Use | Gas Use | Electric Use | Electric Use | change | change | change | change |  |  |  |  | Gas Use | Gas Use | Electric Use | Electric Use | change | change | change | change |  |  |  |  | Gas Use | Gas Use | Electric Use | Electric Use | change | change | change | change |  |  |  |  | Gas Use | Gas Use | Electric Use | Electric Use | change | change | change | change
|  | Number of | Number | w/o Rule | w/ Rule | w/o Rule | w/ Rule | gas use | electric use | source energy | emissions |  |  | Number of | Number | w/o Rule | w/ Rule | w/o Rule | w/ Rule | gas use | electric use | source energy | emissions |  |  | Number of | Number | w/o Rule | w/ Rule | w/o Rule | w/ Rule | gas use | electric use | source energy | emissions |  |  | Number of | Number | w/o Rule | w/ Rule | w/o Rule | w/ Rule | gas use | electric use | source energy | emissions |  |  | Number of | Number | w/o Rule | w/ Rule | w/o Rule | w/ Rule | gas use | electric use | source energy | emissions
Level | Description | Buildings | Affected | (MMBtu) | (MMBtu) | (kWh) | (kWh) | % | % | (MMBtu) | (lbs CO2e) | Level | Description | Buildings | Affected | (MMBtu) | (MMBtu) | (kWh) | (kWh) | % | % | (MMBtu) | (lbs CO2e) | Level | Description | Buildings | Affected | (MMBtu) | (MMBtu) | (kWh) | (kWh) | % | % | (MMBtu) | (lbs CO2e) | Level | Description | Buildings | Affected | (MMBtu) | (MMBtu) | (kWh) | (kWh) | % | % | (MMBtu) | (lbs CO2e) | Level | Description | Buildings | Affected | (MMBtu) | (MMBtu) | (kWh) | (kWh) | % | % | (MMBtu) | (lbs CO2e)
NWGF | [11 empty] | NWGF | [11 empty] | NWGF | [11 empty] | NWGF | [11 empty] | NWGF
1 | NWGF 90% | 5299 | 798 | 41.4893 | 32.0056 | 298.0766 | 1100.7075 | -22.86% | 269.3% | -2.039 | -293.3752 | 1 | NWGF 90% | 3779 | 565 | 36.9363 | 29.1959 | 273.7274 | 888.2628 | -20.96% | 224.5% | -2.0835 | -295.062 | 1 | NWGF 90% | 1341 | 203 | 49.0478 | 34.5377 | 341.9673 | 1790.5792 | -29.58% | 423.6% | -0.83904 | -146.3471 | 1 | NWGF 90% | 133 | 23 | 61.5812 | 54.8324 | 379.5058 | 370.8965 | -10.96% | -2.269% | -7.4451 | -1003.869 | 1 | NWGF 90% | 46 | 7 | 123.7636 | 110.3467 | 723.0249 | 639.6927 | -10.84% | -11.53% | -15.4859 | -2086.5599
2 | NWGF 92% | 5299 | 1213 | 40.7525 | 32.9287 | 302.6037 | 946.8964 | -19.2% | 212.9% | -1.8667 | -266.5118 | 2 | NWGF 92% | 3779 | 783 | 37.3645 | 30.4985 | 280.4297 | 815.8868 | -18.38% | 190.9% | -1.948 | -274.9831 | 2 | NWGF 92% | 1341 | 386 | 44.1594 | 34.3029 | 330.281 | 1271.493 | -22.32% | 285% | -1.0127 | -158.1373 | 2 | NWGF 92% | 133 | 31 | 62.9976 | 56.9638 | 416.4349 | 402.0765 | -9.578% | -3.448% | -6.7253 | -906.6668 | 2 | NWGF 92% | 46 | 13 | 90.6055 | 81.1872 | 544.9143 | 498.864 | -10.39% | -8.451% | -10.7421 | -1447.6491
3 | NWGF 95% | 5299 | 2442 | 41.1573 | 35.7563 | 310.0449 | 697.7975 | -13.12% | 125.1% | -1.8782 | -262.1795 | 3 | NWGF 95% | 3779 | 1567 | 38.5853 | 33.7158 | 291.4681 | 627.2731 | -12.62% | 115.2% | -1.836 | -255.3033 | 3 | NWGF 95% | 1341 | 792 | 42.3271 | 35.9339 | 329.9946 | 864.841 | -15.1% | 162.1% | -1.4389 | -206.3146 | 3 | NWGF 95% | 133 | 59 | 69.1955 | 64.1059 | 430.5595 | 399.3347 | -7.355% | -7.252% | -5.8705 | -790.9924 | 3 | NWGF 95% | 46 | 24 | 101.552 | 93.433 | 568.3556 | 523.7407 | -7.995% | -7.85% | -9.311 | -1254.6831
4 | NWGF 98% | 5299 | 4729 | 49.4314 | 44.9401 | 334.9219 | 585.6208 | -9.086% | 74.85% | -2.3035 | -316.4044 | 4 | NWGF 98% | 3779 | 3676 | 48.7462 | 45.0206 | 326.5144 | 515.3905 | -7.643% | 57.85% | -2.1082 | -288.6459 | 4 | NWGF 98% | 1341 | 891 | 42.6334 | 35.314 | 329.7821 | 873.7678 | -17.17% | 165% | -2.3541 | -329.9388 | 4 | NWGF 98% | 133 | 130 | 104.4583 | 98.8662 | 560.4093 | 610.9618 | -5.353% | 9.021% | -5.5727 | -752.7072 | 4 | NWGF 98% | 46 | 32 | 93.8689 | 84.6504 | 527.8044 | 527.28 | -9.821% | -0.09934% | -10.0535 | -1355.8331
Simulation Results Rest of Country | [5 empty] | Scenario Int-12 | [5 empty] | Residential - Rest of Country - Replacement | [5 empty] | Scenario Int-12 | [5 empty] | Residential - Rest of Country - New | [5 empty] | Scenario Int-12 | [5 empty] | Commercial - Rest of Country - Replacement | [5 empty] | Scenario Int-12 | [5 empty] | Commercial - Rest of Country - New | [5 empty] | Scenario Int-12
|  |  |  | Energy use for affected buildings | [11 empty] | Energy use for affected buildings | [11 empty] | Energy use for affected buildings | [11 empty] | Energy use for affected buildings | [11 empty] | Energy use for affected buildings
|  |  |  | Gas Use | Gas Use | Electric Use | Electric Use | change | change | change | change |  |  |  |  | Gas Use | Gas Use | Electric Use | Electric Use | change | change | change | change |  |  |  |  | Gas Use | Gas Use | Electric Use | Electric Use | change | change | change | change |  |  |  |  | Gas Use | Gas Use | Electric Use | Electric Use | change | change | change | change |  |  |  |  | Gas Use | Gas Use | Electric Use | Electric Use | change | change | change | change
|  | Number of | Number | w/o Rule | w/ Rule | w/o Rule | w/ Rule | gas use | electric use | source energy | emissions |  |  | Number of | Number | w/o Rule | w/ Rule | w/o Rule | w/ Rule | gas use | electric use | source energy | emissions |  |  | Number of | Number | w/o Rule | w/ Rule | w/o Rule | w/ Rule | gas use | electric use | source energy | emissions |  |  | Number of | Number | w/o Rule | w/ Rule | w/o Rule | w/ Rule | gas use | electric use | source energy | emissions |  |  | Number of | Number | w/o Rule | w/ Rule | w/o Rule | w/ Rule | gas use | electric use | source energy | emissions
Level | Description | Buildings | Affected | (MMBtu) | (MMBtu) | (kWh) | (kWh) | % | % | (MMBtu) | (lbs CO2e) | Level | Description | Buildings | Affected | (MMBtu) | (MMBtu) | (kWh) | (kWh) | % | % | (MMBtu) | (lbs CO2e) | Level | Description | Buildings | Affected | (MMBtu) | (MMBtu) | (kWh) | (kWh) | % | % | (MMBtu) | (lbs CO2e) | Level | Description | Buildings | Affected | (MMBtu) | (MMBtu) | (kWh) | (kWh) | % | % | (MMBtu) | (lbs CO2e) | Level | Description | Buildings | Affected | (MMBtu) | (MMBtu) | (kWh) | (kWh) | % | % | (MMBtu) | (lbs CO2e)
NWGF | [11 empty] | NWGF | [11 empty] | NWGF | [11 empty] | NWGF | [11 empty] | NWGF
1 | NWGF 90% | 4701 | 2369 | 25.0078 | 18.1662 | 252.3252 | 802.5122 | -27.36% | 218% | -1.7691 | -251.1898 | 1 | NWGF 90% | 3462 | 2186 | 23.9992 | 17.1761 | 246.59 | 807.8984 | -28.43% | 227.6% | -1.6339 | -233.2134 | 1 | NWGF 90% | 1135 | 129 | 33.1324 | 25.2122 | 304.5772 | 907.9156 | -23.9% | 198.1% | -2.3953 | -336.8583 | 1 | NWGF 90% | 78 | 53 | 46.266 | 41.2708 | 360.6122 | 333.2308 | -10.8% | -7.593% | -5.7278 | -771.8422 | 1 | NWGF 90% | 26 | 1 | 54.9594 | 48.8868 | 309.8425 | 303.2145 | -11.05% | -2.139% | -6.6877 | -901.7607
2 | NWGF 92% | 4701 | 2702 | 24.9732 | 16.9992 | 254.0789 | 932.3809 | -31.93% | 267% | -1.6788 | -241.952 | 2 | NWGF 92% | 3462 | 2390 | 24.2276 | 16.3451 | 249.3552 | 924.327 | -32.54% | 270.7% | -1.6136 | -233.0807 | 2 | NWGF 92% | 1135 | 252 | 27.4514 | 17.9246 | 275.5013 | 1153.9543 | -34.7% | 318.9% | -1.3021 | -195.7364 | 2 | NWGF 92% | 78 | 58 | 44.664 | 39.5405 | 356.3637 | 325.9127 | -11.47% | -8.545% | -5.8994 | -794.9098 | 2 | NWGF 92% | 26 | 2 | 32.6263 | 28.4055 | 233.4223 | 226.0454 | -12.94% | -3.16% | -4.6769 | -630.5734
3 | NWGF 95% | 4701 | 3736 | 27.8456 | 19.2901 | 269.9037 | 1007.4885 | -30.72% | 273.3% | -1.6998 | -246.1372 | 3 | NWGF 95% | 3462 | 3157 | 26.3692 | 17.9787 | 262.1496 | 1008.0876 | -31.82% | 284.5% | -1.4335 | -210.4153 | 3 | NWGF 95% | 1135 | 495 | 32.2301 | 22.2401 | 295.5824 | 1111.6765 | -31% | 276.1% | -2.4516 | -349.333 | 3 | NWGF 95% | 78 | 73 | 55.8024 | 50.1495 | 408.7803 | 372.0055 | -10.13% | -8.996% | -6.5418 | -881.4063 | 3 | NWGF 95% | 26 | 11 | 68.7504 | 58.1048 | 418.1461 | 364.383 | -15.48% | -12.86% | -12.1595 | -1638.6326
4 | NWGF 98% | 4701 | 4249 | 28.1546 | 18.4598 | 272.4982 | 1127.1896 | -34.43% | 313.7% | -1.7308 | -252.999 | 4 | NWGF 98% | 3462 | 3369 | 26.8289 | 17.2798 | 263.8276 | 1142.216 | -35.59% | 332.9% | -1.327 | -199.0953 | 4 | NWGF 98% | 1135 | 779 | 30.1678 | 19.5093 | 292.2914 | 1155.4661 | -35.33% | 295.3% | -2.6936 | -383.0463 | 4 | NWGF 98% | 78 | 78 | 58.6276 | 51.6469 | 426.7432 | 424.2711 | -11.91% | -0.5793% | -7.6344 | -1029.5424 | 4 | NWGF 98% | 26 | 23 | 50.8032 | 43.2186 | 349.0625 | 352.2466 | -14.93% | 0.9122% | -8.2343 | -1110.5714
Simulation Results Senior Only | [5 empty] | Scenario Int-12 | [5 empty] | Simulation Results Senior Only - North | [5 empty] | Scenario Int-12 | [5 empty] | Simulation Results Senior Only - Rest of Country | [5 empty] | Scenario Int-12
|  |  |  | Energy use for affected buildings | [11 empty] | Energy use for affected buildings | [11 empty] | Energy use for affected buildings
|  |  |  | Gas Use | Gas Use | Electric Use | Electric Use | change | change | change | change |  |  |  |  | Gas Use | Gas Use | Electric Use | Electric Use | change | change | change | change |  |  |  |  | Gas Use | Gas Use | Electric Use | Electric Use | change | change | change | change
|  | Number of | Number | w/o Rule | w/ Rule | w/o Rule | w/ Rule | gas use | electric use | source energy | emissions |  |  | Number of | Number | w/o Rule | w/ Rule | w/o Rule | w/ Rule | gas use | electric use | source energy | emissions |  |  | Number of | Number | w/o Rule | w/ Rule | w/o Rule | w/ Rule | gas use | electric use | source energy | emissions
Level | Description | Buildings | Affected | (MMBtu) | (MMBtu) | (kWh) | (kWh) | % | % | (MMBtu) | (lbs CO2e) | Level | Description | Buildings | Affected | (MMBtu) | (MMBtu) | (kWh) | (kWh) | % | % | (MMBtu) | (lbs CO2e) | Level | Description | Buildings | Affected | (MMBtu) | (MMBtu) | (kWh) | (kWh) | % | % | (MMBtu) | (lbs CO2e)
NWGF | [11 empty] | NWGF | [11 empty] | NWGF
1 | NWGF 90% | 1455 | 418 | 28.5445 | 20.8315 | 255.6252 | 1233.8385 | -27.02% | 382.7% | 1.7063 | 207.704 | 1 | NWGF 90% | 794 | 98 | 39.2236 | 28.9771 | 276.1182 | 1302.2508 | -26.12% | 371.6% | -0.55967 | -98.99 | 1 | NWGF 90% | 661 | 320 | 25.274 | 18.3369 | 249.3492 | 814.4795 | -27.45% | 226.6% | -1.7188 | -244.7473
2 | NWGF 92% | 1455 | 504 | 28.6515 | 20.8909 | 256.6526 | 1246.4707 | -27.09% | 385.7% | 1.7745 | 216.6273 | 2 | NWGF 92% | 794 | 144 | 38.356 | 30.3101 | 279.111 | 1034.4168 | -20.98% | 270.6% | -0.96118 | -146.9337 | 2 | NWGF 92% | 661 | 360 | 24.7697 | 17.1233 | 247.6692 | 902.6192 | -30.87% | 264.4% | -1.5632 | -225.8305
3 | NWGF 95% | 1455 | 825 | 32.0732 | 25.3101 | 276.2745 | 1192.3289 | -21.09% | 331.6% | 2.0991 | 262.099 | 3 | NWGF 95% | 794 | 302 | 39.6502 | 34.3518 | 292.4125 | 740.7518 | -13.36% | 153.3% | -1.14 | -164.0148 | 3 | NWGF 95% | 661 | 523 | 27.698 | 20.0891 | 266.9558 | 926.7621 | -27.47% | 247.2% | -1.4721 | -213.648
4 | NWGF 98% | 1455 | 1327 | 41.8969 | 35.9336 | 305.1457 | 1145.4251 | -14.23% | 275.4% | 2.1874 | 275.7507 | 4 | NWGF 98% | 794 | 730 | 53.2199 | 49.0905 | 335.0389 | 585.1 | -7.759% | 74.64% | -1.9157 | -264.0887 | 4 | NWGF 98% | 661 | 597 | 28.0514 | 19.8456 | 268.5928 | 979.3077 | -29.25% | 264.6% | -1.5964 | -231.5787
Simulation Results Low Income Only | [5 empty] | Scenario Int-12 | [5 empty] | Simulation Results Low Income Only - North | [5 empty] | Scenario Int-12 | [5 empty] | Simulation Results Low Income Only - Rest of Country | [5 empty] | Scenario Int-12
|  |  |  | Energy use for affected buildings | [11 empty] | Energy use for affected buildings | [11 empty] | Energy use for affected buildings
|  |  |  | Gas Use | Gas Use | Electric Use | Electric Use | change | change | change | change |  |  |  |  | Gas Use | Gas Use | Electric Use | Electric Use | change | change | change | change |  |  |  |  | Gas Use | Gas Use | Electric Use | Electric Use | change | change | change | change
|  | Number of | Number | w/o Rule | w/ Rule | w/o Rule | w/ Rule | gas use | electric use | source energy | emissions |  |  | Number of | Number | w/o Rule | w/ Rule | w/o Rule | w/ Rule | gas use | electric use | source energy | emissions |  |  | Number of | Number | w/o Rule | w/ Rule | w/o Rule | w/ Rule | gas use | electric use | source energy | emissions
Level | Description | Buildings | Affected | (MMBtu) | (MMBtu) | (kWh) | (kWh) | % | % | (MMBtu) | (lbs CO2e) | Level | Description | Buildings | Affected | (MMBtu) | (MMBtu) | (kWh) | (kWh) | % | % | (MMBtu) | (lbs CO2e) | Level | Description | Buildings | Affected | (MMBtu) | (MMBtu) | (kWh) | (kWh) | % | % | (MMBtu) | (lbs CO2e)
NWGF | [11 empty] | NWGF | [11 empty] | NWGF
1 | NWGF 90% | 815 | 304 | 26.9045 | 18.4334 | 233.4068 | 538 | -31.49% | 130.5% | -6.0844 | -827.5369 | 1 | NWGF 90% | 441 | 58 | 38.9533 | 29.4719 | 260.9569 | 1080.4205 | -24.34% | 314% | -1.8625 | -269.9571 | 1 | NWGF 90% | 374 | 246 | 24.0637 | 15.8308 | 226.9112 | 1042.0022 | -34.21% | 1333% | -0.54684 | -92.4248
2 | NWGF 92% | 815 | 346 | 27.3972 | 18.667 | 236.5401 | 717 | -31.87% | 203.1% | -4.5485 | -624.434 | 2 | NWGF 92% | 441 | 84 | 38.5984 | 31.2236 | 266.2709 | 827.5565 | -19.11% | 210.8% | -2.2354 | -314.3372 | 2 | NWGF 92% | 374 | 262 | 23.806 | 14.6413 | 227.0081 | 1179.3502 | -38.5% | 1450% | -0.14352 | -41.1772
3 | NWGF 95% | 815 | 514 | 31.1988 | 22.51 | 256.2279 | 1064 | -27.85% | 315.3% | -1.1194 | -169.467 | 3 | NWGF 95% | 441 | 188 | 39.8901 | 33.7859 | 280.3901 | 832.9718 | -15.3% | 197.1% | -0.94055 | -139.5068 | 3 | NWGF 95% | 374 | 326 | 26.1866 | 16.0073 | 242.2938 | 1307.6162 | -38.87% | 1414% | -0.081213 | -35.3624
4 | NWGF 98% | 815 | 762 | 42.3742 | 34.1522 | 292.5581 | 1372 | -19.4% | 369% | 2.1981 | 271.7104 | 4 | NWGF 98% | 441 | 414 | 56.1154 | 51.0767 | 335.2555 | 657.4361 | -8.979% | 96.1% | -2.1612 | -298.8407 | 4 | NWGF 98% | 374 | 348 | 26.0269 | 14.0178 | 241.7628 | 1544.7119 | -46.14% | 1625% | 0.38094 | 21.5205

## Scenario Int-13
Simulation Results NATIONAL - 10000 samples | [5 empty] | Scenario Int-13 | [5 empty] | Residential - Replacement | [5 empty] | Scenario Int-13 | [5 empty] | Residential - New | [5 empty] | Scenario Int-13 | [5 empty] | Commercial - Replacement | [5 empty] | Scenario Int-13 | [5 empty] | Commercial - New | [5 empty] | Scenario Int-13
|  |  |  | Energy use for affected buildings | [11 empty] | Energy use for affected buildings | [11 empty] | Energy use for affected buildings | [11 empty] | Energy use for affected buildings | [11 empty] | Energy use for affected buildings
|  |  |  | Gas Use | Gas Use | Electric Use | Electric Use | change | change | change | change |  |  |  |  | Gas Use | Gas Use | Electric Use | Electric Use | change | change | change | change |  |  |  |  | Gas Use | Gas Use | Electric Use | Electric Use | change | change | change | change |  |  |  |  | Gas Use | Gas Use | Electric Use | Electric Use | change | change | change | change |  |  |  |  | Gas Use | Gas Use | Electric Use | Electric Use | change | change | change | change
|  | Number of | Number | w/o Rule | w/ Rule | w/o Rule | w/ Rule | gas use | electric use | source energy | emissions |  |  | Number of | Number | w/o Rule | w/ Rule | w/o Rule | w/ Rule | gas use | electric use | source energy | emissions |  |  | Number of | Number | w/o Rule | w/ Rule | w/o Rule | w/ Rule | gas use | electric use | source energy | emissions |  |  | Number of | Number | w/o Rule | w/ Rule | w/o Rule | w/ Rule | gas use | electric use | source energy | emissions |  |  | Number of | Number | w/o Rule | w/ Rule | w/o Rule | w/ Rule | gas use | electric use | source energy | emissions
Level | Description | Buildings | Affected | (MMBtu) | (MMBtu) | (kWh) | (kWh) | % | % | (MMBtu) | (lbs CO2e) | Level | Description | Buildings | Affected | (MMBtu) | (MMBtu) | (kWh) | (kWh) | % | % | (MMBtu) | (lbs CO2e) | Level | Description | Buildings | Affected | (MMBtu) | (MMBtu) | (kWh) | (kWh) | % | % | (MMBtu) | (lbs CO2e) | Level | Description | Buildings | Affected | (MMBtu) | (MMBtu) | (kWh) | (kWh) | % | % | (MMBtu) | (lbs CO2e) | Level | Description | Buildings | Affected | (MMBtu) | (MMBtu) | (kWh) | (kWh) | % | % | (MMBtu) | (lbs CO2e)
NWGF | [11 empty] | NWGF | [11 empty] | NWGF | [11 empty] | NWGF | [11 empty] | NWGF
1 | NWGF 90% | 10000 | 2959 | 30.5989 | 22.5671 | 267.8685 | 944.5819 | -26.25% | 252.6% | -1.7583 | -252.6347 | 1 | NWGF 90% | 7241 | 2568 | 28.2625 | 20.7716 | 256.073 | 879.3468 | -26.5% | 243.4% | -1.7212 | -246.4128 | 1 | NWGF 90% | 2476 | 309 | 42.7616 | 29.7652 | 326.6648 | 1636.6741 | -30.39% | 401% | -0.6222 | -113.9273 | 1 | NWGF 90% | 211 | 74 | 51.7479 | 46.1596 | 388.0699 | 355.9713 | -10.8% | 740.7% | -6.4231 | -865.4978 | 1 | NWGF 90% | 72 | 8 | 115.163 | 102.6642 | 671.3771 | 597.6329 | -10.85% | 554% | -14.3861 | -1938.46
2 | NWGF 92% | 10000 | 3641 | 31.1737 | 22.8726 | 272.2118 | 981.4015 | -26.63% | 260.5% | -1.716 | -247.6706 | 2 | NWGF 92% | 7241 | 2937 | 28.9269 | 20.9117 | 259.9678 | 941.0921 | -27.71% | 262% | -1.6946 | -244.1391 | 2 | NWGF 92% | 2476 | 608 | 37.8212 | 27.8242 | 309.3946 | 1271.7642 | -26.43% | 311% | -0.94704 | -149.7714 | 2 | NWGF 92% | 211 | 80 | 53.052 | 47.1388 | 394.6214 | 359.5763 | -11.15% | 737.1% | -6.8078 | -917.3104 | 2 | NWGF 92% | 72 | 16 | 81.6034 | 73.3396 | 494.7647 | 456.0349 | -10.13% | 574.6% | -9.408 | -1267.8958
3 | NWGF 95% | 10000 | 5812 | 33.8565 | 26.1201 | 287.4722 | 944.3279 | -22.85% | 228.5% | -1.6416 | -236.4407 | 3 | NWGF 95% | 7241 | 4413 | 31.3146 | 23.6882 | 273.547 | 934.5828 | -24.35% | 241.7% | -1.4785 | -214.5437 | 3 | NWGF 95% | 2476 | 1243 | 38.6596 | 30.377 | 317.3865 | 1047.1155 | -21.42% | 229.9% | -1.4835 | -216.7893 | 3 | NWGF 95% | 211 | 121 | 61.5851 | 55.8938 | 423.4487 | 382.8166 | -9.241% | 657.6% | -6.6235 | -892.3355 | 3 | NWGF 95% | 72 | 35 | 87.9152 | 78.6405 | 510.7701 | 463.8459 | -10.55% | 549.5% | -10.5945 | -1427.7251
4 | NWGF 98% | 10000 | 8746 | 39.3811 | 32.2565 | 304.7119 | 875.4245 | -18.09% | 187.3% | -1.8654 | -264.6477 | 4 | NWGF 98% | 7241 | 6861 | 38.3995 | 31.7393 | 296.2419 | 841.0735 | -17.34% | 183.9% | -1.6268 | -231.8771 | 4 | NWGF 98% | 2476 | 1632 | 36.8495 | 27.6871 | 312.0255 | 1076.542 | -24.86% | 245% | -2.0828 | -298.4133 | 4 | NWGF 98% | 211 | 199 | 84.0383 | 77.9491 | 498.7689 | 524.1579 | -7.246% | 539.9% | -6.3746 | -860.2795 | 4 | NWGF 98% | 72 | 54 | 76.043 | 67.6852 | 444.6917 | 456.1766 | -10.99% | 557% | -8.9912 | -1212.8445
Simulation Results NORTH | [5 empty] | Scenario Int-13 | [5 empty] | Residential - North - Replacement | [5 empty] | Scenario Int-13 | [5 empty] | Residential - North - New | [5 empty] | Scenario Int-13 | [5 empty] | Commercial - North - Replacement | [5 empty] | Scenario Int-13 | [5 empty] | Commercial - North - New | [5 empty] | Scenario Int-13
|  |  |  | Energy use for affected buildings | [11 empty] | Energy use for affected buildings | [11 empty] | Energy use for affected buildings | [11 empty] | Energy use for affected buildings | [11 empty] | Energy use for affected buildings
|  |  |  | Gas Use | Gas Use | Electric Use | Electric Use | change | change | change | change |  |  |  |  | Gas Use | Gas Use | Electric Use | Electric Use | change | change | change | change |  |  |  |  | Gas Use | Gas Use | Electric Use | Electric Use | change | change | change | change |  |  |  |  | Gas Use | Gas Use | Electric Use | Electric Use | change | change | change | change |  |  |  |  | Gas Use | Gas Use | Electric Use | Electric Use | change | change | change | change
|  | Number of | Number | w/o Rule | w/ Rule | w/o Rule | w/ Rule | gas use | electric use | source energy | emissions |  |  | Number of | Number | w/o Rule | w/ Rule | w/o Rule | w/ Rule | gas use | electric use | source energy | emissions |  |  | Number of | Number | w/o Rule | w/ Rule | w/o Rule | w/ Rule | gas use | electric use | source energy | emissions |  |  | Number of | Number | w/o Rule | w/ Rule | w/o Rule | w/ Rule | gas use | electric use | source energy | emissions |  |  | Number of | Number | w/o Rule | w/ Rule | w/o Rule | w/ Rule | gas use | electric use | source energy | emissions
Level | Description | Buildings | Affected | (MMBtu) | (MMBtu) | (kWh) | (kWh) | % | % | (MMBtu) | (lbs CO2e) | Level | Description | Buildings | Affected | (MMBtu) | (MMBtu) | (kWh) | (kWh) | % | % | (MMBtu) | (lbs CO2e) | Level | Description | Buildings | Affected | (MMBtu) | (MMBtu) | (kWh) | (kWh) | % | % | (MMBtu) | (lbs CO2e) | Level | Description | Buildings | Affected | (MMBtu) | (MMBtu) | (kWh) | (kWh) | % | % | (MMBtu) | (lbs CO2e) | Level | Description | Buildings | Affected | (MMBtu) | (MMBtu) | (kWh) | (kWh) | % | % | (MMBtu) | (lbs CO2e)
NWGF | [11 empty] | NWGF | [11 empty] | NWGF | [11 empty] | NWGF | [11 empty] | NWGF
1 | NWGF 90% | 5299 | 854 | 44.3417 | 35.0069 | 306.5085 | 1036.0694 | -21.05% | 238% | -2.6321 | -371.6865 | 1 | NWGF 90% | 3779 | 640 | 41.2924 | 33.7631 | 287.0241 | 781.8369 | -18.23% | 172.4% | -3.0911 | -428.2127 | 1 | NWGF 90% | 1341 | 187 | 49.17 | 33.6119 | 341.8283 | 1987.075 | -31.64% | 481.3% | 0.05156 | -30.7442 | 1 | NWGF 90% | 133 | 20 | 68.977 | 61.4834 | 453.9911 | 418.3406 | -10.86% | -7.853% | -8.5366 | -1150.454 | 1 | NWGF 90% | 46 | 7 | 123.7636 | 110.3467 | 723.0249 | 639.6927 | -10.84% | -11.53% | -15.4859 | -2086.5599
2 | NWGF 92% | 5299 | 1254 | 43.2386 | 35.3084 | 309.5611 | 899.367 | -18.34% | 190.5% | -2.546 | -356.8685 | 2 | NWGF 92% | 3779 | 849 | 40.9643 | 33.9464 | 291.1483 | 747.4819 | -17.13% | 156.7% | -2.9316 | -405.8213 | 2 | NWGF 92% | 1341 | 368 | 44.764 | 34.7671 | 332.8836 | 1293.9537 | -22.33% | 288.7% | -0.96038 | -151.5406 | 2 | NWGF 92% | 133 | 23 | 75.1694 | 67.1917 | 480.6156 | 442.3774 | -10.61% | -7.956% | -9.091 | -1225.1628 | 2 | NWGF 92% | 46 | 14 | 88.6001 | 79.7587 | 532.0993 | 488.8906 | -9.979% | -8.12% | -10.0838 | -1358.9419
3 | NWGF 95% | 5299 | 2311 | 43.3048 | 37.1217 | 315.2783 | 737.5494 | -14.28% | 133.9% | -2.3737 | -329.8041 | 3 | NWGF 95% | 3779 | 1469 | 41.7176 | 35.9341 | 297.8507 | 645.4793 | -13.86% | 116.7% | -2.71 | -373.4409 | 3 | NWGF 95% | 1341 | 766 | 42.575 | 35.6702 | 330.9803 | 942.6164 | -16.22% | 184.8% | -1.2026 | -176.2063 | 3 | NWGF 95% | 133 | 52 | 74.2481 | 68.5478 | 466.4856 | 423.0221 | -7.677% | -9.317% | -6.6628 | -897.5614 | 3 | NWGF 95% | 46 | 24 | 96.6991 | 88.0528 | 553.2227 | 509.433 | -8.941% | -7.915% | -9.8772 | -1331.0591
4 | NWGF 98% | 5299 | 4606 | 49.6917 | 44.6734 | 334.7861 | 630.5692 | -10.1% | 88.35% | -2.412 | -332.0638 | 4 | NWGF 98% | 3779 | 3577 | 49.1779 | 44.9081 | 326.6834 | 548.958 | -8.682% | 68.04% | -2.356 | -322.8263 | 4 | NWGF 98% | 1341 | 872 | 42.8198 | 34.9673 | 330.2314 | 974.1885 | -18.34% | 195% | -1.9015 | -271.1925 | 4 | NWGF 98% | 133 | 125 | 100.9801 | 95.4308 | 552.9833 | 595.3088 | -5.495% | 7.654% | -5.6112 | -757.7094 | 4 | NWGF 98% | 46 | 32 | 94.0467 | 84.6504 | 512.3016 | 527.28 | -9.991% | 2.924% | -10.087 | -1360.7064
Simulation Results Rest of Country | [5 empty] | Scenario Int-13 | [5 empty] | Residential - Rest of Country - Replacement | [5 empty] | Scenario Int-13 | [5 empty] | Residential - Rest of Country - New | [5 empty] | Scenario Int-13 | [5 empty] | Commercial - Rest of Country - Replacement | [5 empty] | Scenario Int-13 | [5 empty] | Commercial - Rest of Country - New | [5 empty] | Scenario Int-13
|  |  |  | Energy use for affected buildings | [11 empty] | Energy use for affected buildings | [11 empty] | Energy use for affected buildings | [11 empty] | Energy use for affected buildings | [11 empty] | Energy use for affected buildings
|  |  |  | Gas Use | Gas Use | Electric Use | Electric Use | change | change | change | change |  |  |  |  | Gas Use | Gas Use | Electric Use | Electric Use | change | change | change | change |  |  |  |  | Gas Use | Gas Use | Electric Use | Electric Use | change | change | change | change |  |  |  |  | Gas Use | Gas Use | Electric Use | Electric Use | change | change | change | change |  |  |  |  | Gas Use | Gas Use | Electric Use | Electric Use | change | change | change | change
|  | Number of | Number | w/o Rule | w/ Rule | w/o Rule | w/ Rule | gas use | electric use | source energy | emissions |  |  | Number of | Number | w/o Rule | w/ Rule | w/o Rule | w/ Rule | gas use | electric use | source energy | emissions |  |  | Number of | Number | w/o Rule | w/ Rule | w/o Rule | w/ Rule | gas use | electric use | source energy | emissions |  |  | Number of | Number | w/o Rule | w/ Rule | w/o Rule | w/ Rule | gas use | electric use | source energy | emissions |  |  | Number of | Number | w/o Rule | w/ Rule | w/o Rule | w/ Rule | gas use | electric use | source energy | emissions
Level | Description | Buildings | Affected | (MMBtu) | (MMBtu) | (kWh) | (kWh) | % | % | (MMBtu) | (lbs CO2e) | Level | Description | Buildings | Affected | (MMBtu) | (MMBtu) | (kWh) | (kWh) | % | % | (MMBtu) | (lbs CO2e) | Level | Description | Buildings | Affected | (MMBtu) | (MMBtu) | (kWh) | (kWh) | % | % | (MMBtu) | (lbs CO2e) | Level | Description | Buildings | Affected | (MMBtu) | (MMBtu) | (kWh) | (kWh) | % | % | (MMBtu) | (lbs CO2e) | Level | Description | Buildings | Affected | (MMBtu) | (MMBtu) | (kWh) | (kWh) | % | % | (MMBtu) | (lbs CO2e)
NWGF | [11 empty] | NWGF | [11 empty] | NWGF | [11 empty] | NWGF | [11 empty] | NWGF
1 | NWGF 90% | 4701 | 2105 | 25.0235 | 17.5202 | 252.1923 | 907.4654 | -29.98% | 259.8% | -1.4038 | -204.3353 | 1 | NWGF 90% | 3462 | 1928 | 23.9373 | 16.459 | 245.7988 | 911.7153 | -31.24% | 270.9% | -1.2665 | -186.0643 | 1 | NWGF 90% | 1135 | 122 | 32.9391 | 23.8691 | 303.4224 | 1099.5842 | -27.54% | 262.4% | -1.6549 | -241.4292 | 1 | NWGF 90% | 78 | 54 | 45.3668 | 40.4842 | 363.6547 | 332.8716 | -10.76% | -8.465% | -5.6403 | -759.9585 | 1 | NWGF 90% | 26 | 1 | 54.9594 | 48.8868 | 309.8425 | 303.2145 | -11.05% | -2.139% | -6.6877 | -901.7607
2 | NWGF 92% | 4701 | 2387 | 24.8355 | 16.3396 | 252.5906 | 1024.498 | -34.21% | 305.6% | -1.28 | -190.3039 | 2 | NWGF 92% | 3462 | 2088 | 24.0324 | 15.6117 | 247.2895 | 1019.8158 | -35.04% | 312.4% | -1.1916 | -178.3976 | 2 | NWGF 92% | 1135 | 240 | 27.1756 | 17.1784 | 273.3781 | 1237.7403 | -36.79% | 352.8% | -0.92659 | -147.0587 | 2 | NWGF 92% | 78 | 57 | 44.1275 | 39.0472 | 359.922 | 326.1654 | -11.51% | -9.379% | -5.8865 | -793.0892 | 2 | NWGF 92% | 26 | 2 | 32.6263 | 28.4055 | 233.4223 | 226.0454 | -12.94% | -3.16% | -4.6769 | -630.5734
3 | NWGF 95% | 4701 | 3501 | 27.6198 | 18.858 | 269.1175 | 1080.8218 | -31.72% | 301.6% | -1.1583 | -174.8118 | 3 | NWGF 95% | 3462 | 2944 | 26.1237 | 17.5777 | 261.4199 | 1078.8399 | -32.71% | 312.7% | -0.86405 | -135.2571 | 3 | NWGF 95% | 1135 | 477 | 32.3719 | 21.8768 | 295.5565 | 1214.9276 | -32.42% | 311.1% | -1.9345 | -281.9601 | 3 | NWGF 95% | 78 | 69 | 52.0419 | 46.3575 | 391.0151 | 352.5169 | -10.92% | -9.846% | -6.594 | -888.3972 | 3 | NWGF 95% | 26 | 11 | 68.7504 | 58.1048 | 418.1461 | 364.383 | -15.48% | -12.86% | -12.1595 | -1638.6326
4 | NWGF 98% | 4701 | 4140 | 27.91 | 18.442 | 271.2524 | 1147.8408 | -33.92% | 323.2% | -1.2573 | -189.6432 | 4 | NWGF 98% | 3462 | 3284 | 26.6595 | 17.3955 | 263.0844 | 1159.2516 | -34.75% | 340.6% | -0.83255 | -132.8134 | 4 | NWGF 98% | 1135 | 760 | 29.9993 | 19.334 | 291.1367 | 1193.9791 | -35.55% | 310.1% | -2.2909 | -329.6456 | 4 | NWGF 98% | 78 | 74 | 55.4202 | 48.4194 | 407.1904 | 403.9705 | -12.63% | -0.7908% | -7.6642 | -1033.5398 | 4 | NWGF 98% | 26 | 22 | 49.8557 | 43.0084 | 346.3501 | 352.7534 | -13.73% | 1.849% | -7.3974 | -997.7726
Simulation Results Senior Only | [5 empty] | Scenario Int-13 | [5 empty] | Simulation Results Senior Only - North | [5 empty] | Scenario Int-13 | [5 empty] | Simulation Results Senior Only - Rest of Country | [5 empty] | Scenario Int-13
|  |  |  | Energy use for affected buildings | [11 empty] | Energy use for affected buildings | [11 empty] | Energy use for affected buildings
|  |  |  | Gas Use | Gas Use | Electric Use | Electric Use | change | change | change | change |  |  |  |  | Gas Use | Gas Use | Electric Use | Electric Use | change | change | change | change |  |  |  |  | Gas Use | Gas Use | Electric Use | Electric Use | change | change | change | change
|  | Number of | Number | w/o Rule | w/ Rule | w/o Rule | w/ Rule | gas use | electric use | source energy | emissions |  |  | Number of | Number | w/o Rule | w/ Rule | w/o Rule | w/ Rule | gas use | electric use | source energy | emissions |  |  | Number of | Number | w/o Rule | w/ Rule | w/o Rule | w/ Rule | gas use | electric use | source energy | emissions
Level | Description | Buildings | Affected | (MMBtu) | (MMBtu) | (kWh) | (kWh) | % | % | (MMBtu) | (lbs CO2e) | Level | Description | Buildings | Affected | (MMBtu) | (MMBtu) | (kWh) | (kWh) | % | % | (MMBtu) | (lbs CO2e) | Level | Description | Buildings | Affected | (MMBtu) | (MMBtu) | (kWh) | (kWh) | % | % | (MMBtu) | (lbs CO2e)
NWGF | [11 empty] | NWGF | [11 empty] | NWGF
1 | NWGF 90% | 1455 | 401 | 30.4748 | 22.3395 | 260.7133 | 1287.216 | -26.7% | 393.7% | 1.7454 | 211.8627 | 1 | NWGF 90% | 794 | 111 | 43.8817 | 33.7068 | 286.7448 | 1193.6503 | -23.19% | 316.3% | -1.7143 | -251.9766 | 1 | NWGF 90% | 661 | 290 | 25.3432 | 17.9886 | 250.7496 | 889.4961 | -29.02% | 254.7% | -1.4126 | -205.1459
2 | NWGF 92% | 1455 | 481 | 31.0058 | 22.9262 | 264.0747 | 1259.0339 | -26.06% | 376.8% | 1.4799 | 176.7878 | 2 | NWGF 92% | 794 | 156 | 43.7112 | 35.0377 | 294.5542 | 995.4397 | -19.84% | 237.9% | -2.2078 | -313.8034 | 2 | NWGF 92% | 661 | 325 | 24.9072 | 17.1126 | 249.4445 | 914.9094 | -31.29% | 266.8% | -1.6159 | -233.1775
3 | NWGF 95% | 1455 | 782 | 33.7954 | 26.3092 | 281.0166 | 1261.289 | -22.15% | 348.8% | 1.9749 | 243.8746 | 3 | NWGF 95% | 794 | 289 | 43.5574 | 37.1066 | 303.117 | 776.1837 | -14.81% | 156.1% | -2.1405 | -299.509 | 3 | NWGF 95% | 661 | 493 | 28.0729 | 19.9798 | 268.0612 | 1004.5721 | -28.83% | 274.8% | -1.2069 | -179.6395
4 | NWGF 98% | 1455 | 1292 | 42.2006 | 35.8036 | 304.5977 | 1185.5131 | -15.16% | 289.2% | 2.1349 | 267.7355 | 4 | NWGF 98% | 794 | 711 | 53.8145 | 49.3762 | 335.6644 | 573.3787 | -8.247% | 70.82% | -2.38 | -326.4165 | 4 | NWGF 98% | 661 | 581 | 27.9881 | 19.1941 | 266.5797 | 1083.8022 | -31.42% | 306.6% | -1.1363 | -171.973
Simulation Results Low Income Only | [5 empty] | Scenario Int-13 | [5 empty] | Simulation Results Low Income Only - North | [5 empty] | Scenario Int-13 | [5 empty] | Simulation Results Low Income Only - Rest of Country | [5 empty] | Scenario Int-13
|  |  |  | Energy use for affected buildings | [11 empty] | Energy use for affected buildings | [11 empty] | Energy use for affected buildings
|  |  |  | Gas Use | Gas Use | Electric Use | Electric Use | change | change | change | change |  |  |  |  | Gas Use | Gas Use | Electric Use | Electric Use | change | change | change | change |  |  |  |  | Gas Use | Gas Use | Electric Use | Electric Use | change | change | change | change
|  | Number of | Number | w/o Rule | w/ Rule | w/o Rule | w/ Rule | gas use | electric use | source energy | emissions |  |  | Number of | Number | w/o Rule | w/ Rule | w/o Rule | w/ Rule | gas use | electric use | source energy | emissions |  |  | Number of | Number | w/o Rule | w/ Rule | w/o Rule | w/ Rule | gas use | electric use | source energy | emissions
Level | Description | Buildings | Affected | (MMBtu) | (MMBtu) | (kWh) | (kWh) | % | % | (MMBtu) | (lbs CO2e) | Level | Description | Buildings | Affected | (MMBtu) | (MMBtu) | (kWh) | (kWh) | % | % | (MMBtu) | (lbs CO2e) | Level | Description | Buildings | Affected | (MMBtu) | (MMBtu) | (kWh) | (kWh) | % | % | (MMBtu) | (lbs CO2e)
NWGF | [11 empty] | NWGF | [11 empty] | NWGF
1 | NWGF 90% | 815 | 265 | 28.1293 | 19.7827 | 235.4626 | 504 | -29.67% | 114% | -6.3214 | -858.6754 | 1 | NWGF 90% | 441 | 63 | 43.184 | 35.2308 | 276.835 | 777.557 | -18.42% | 180.9% | -3.4921 | -482.4269 | 1 | NWGF 90% | 374 | 202 | 23.434 | 14.9647 | 222.5594 | 1095.5648 | -36.14% | 1387% | -0.2057 | -47.7442
2 | NWGF 92% | 815 | 309 | 28.8398 | 20.5248 | 239.6291 | 661 | -28.83% | 175.8% | -4.7069 | -644.4359 | 2 | NWGF 92% | 441 | 88 | 42.2532 | 35.0933 | 275.9403 | 700.5835 | -16.95% | 153.9% | -3.414 | -470.1562 | 2 | NWGF 92% | 374 | 221 | 23.4986 | 14.7237 | 225.1704 | 1150.4934 | -37.34% | 1429% | 0.0020504 | -20.9255
3 | NWGF 95% | 815 | 482 | 31.9986 | 23.7974 | 260.2053 | 998 | -25.63% | 283.5% | -1.3114 | -193.7647 | 3 | NWGF 95% | 441 | 169 | 43.0862 | 36.4453 | 292.1737 | 820.0306 | -15.41% | 180.7% | -1.7812 | -252.3116 | 3 | NWGF 95% | 374 | 313 | 26.012 | 16.9683 | 242.9444 | 1203.4267 | -34.77% | 1332% | 0.072637 | -12.2116
4 | NWGF 98% | 815 | 747 | 42.4503 | 34.7662 | 293.2056 | 1270 | -18.1% | 333.1% | 1.7232 | 210.0148 | 4 | NWGF 98% | 441 | 407 | 56.5017 | 51.1167 | 336.1079 | 683.561 | -9.531% | 103.4% | -2.2774 | -315.0905 | 4 | NWGF 98% | 374 | 340 | 25.63 | 15.1937 | 241.8491 | 1390.5581 | -40.72% | 1492% | 0.50069 | 41.2044

## Scenario Int-14
Simulation Results NATIONAL - 10000 samples | [5 empty] | Scenario Int-14 | [5 empty] | Residential - Replacement | [5 empty] | Scenario Int-14 | [5 empty] | Residential - New | [5 empty] | Scenario Int-14 | [5 empty] | Commercial - Replacement | [5 empty] | Scenario Int-14 | [5 empty] | Commercial - New | [5 empty] | Scenario Int-14
|  |  |  | Energy use for affected buildings | [11 empty] | Energy use for affected buildings | [11 empty] | Energy use for affected buildings | [11 empty] | Energy use for affected buildings | [11 empty] | Energy use for affected buildings
|  |  |  | Gas Use | Gas Use | Electric Use | Electric Use | change | change | change | change |  |  |  |  | Gas Use | Gas Use | Electric Use | Electric Use | change | change | change | change |  |  |  |  | Gas Use | Gas Use | Electric Use | Electric Use | change | change | change | change |  |  |  |  | Gas Use | Gas Use | Electric Use | Electric Use | change | change | change | change |  |  |  |  | Gas Use | Gas Use | Electric Use | Electric Use | change | change | change | change
|  | Number of | Number | w/o Rule | w/ Rule | w/o Rule | w/ Rule | gas use | electric use | source energy | emissions |  |  | Number of | Number | w/o Rule | w/ Rule | w/o Rule | w/ Rule | gas use | electric use | source energy | emissions |  |  | Number of | Number | w/o Rule | w/ Rule | w/o Rule | w/ Rule | gas use | electric use | source energy | emissions |  |  | Number of | Number | w/o Rule | w/ Rule | w/o Rule | w/ Rule | gas use | electric use | source energy | emissions |  |  | Number of | Number | w/o Rule | w/ Rule | w/o Rule | w/ Rule | gas use | electric use | source energy | emissions
Level | Description | Buildings | Affected | (MMBtu) | (MMBtu) | (kWh) | (kWh) | % | % | (MMBtu) | (lbs CO2e) | Level | Description | Buildings | Affected | (MMBtu) | (MMBtu) | (kWh) | (kWh) | % | % | (MMBtu) | (lbs CO2e) | Level | Description | Buildings | Affected | (MMBtu) | (MMBtu) | (kWh) | (kWh) | % | % | (MMBtu) | (lbs CO2e) | Level | Description | Buildings | Affected | (MMBtu) | (MMBtu) | (kWh) | (kWh) | % | % | (MMBtu) | (lbs CO2e) | Level | Description | Buildings | Affected | (MMBtu) | (MMBtu) | (kWh) | (kWh) | % | % | (MMBtu) | (lbs CO2e)
NWGF | [11 empty] | NWGF | [11 empty] | NWGF | [11 empty] | NWGF | [11 empty] | NWGF
1 | NWGF 90% | 10000 | 2963 | 30.5759 | 23.0777 | 267.9254 | 864.959 | -24.52% | 222.8% | -2.0004 | -283.4609 | 1 | NWGF 90% | 7241 | 2570 | 28.2294 | 21.2685 | 256.0261 | 801.7505 | -24.66% | 213.2% | -1.9453 | -274.8476 | 1 | NWGF 90% | 2476 | 311 | 42.7536 | 30.4898 | 327.292 | 1515.279 | -28.68% | 363% | -1.0852 | -173.5747 | 1 | NWGF 90% | 211 | 74 | 51.7479 | 46.1596 | 388.0699 | 355.9713 | -10.8% | 740.7% | -6.4231 | -865.4978 | 1 | NWGF 90% | 72 | 8 | 115.163 | 102.6642 | 671.3771 | 597.6329 | -10.85% | 554% | -14.3861 | -1938.46
2 | NWGF 92% | 10000 | 3643 | 31.1539 | 23.1447 | 272.1761 | 933.9091 | -25.71% | 243.1% | -1.8885 | -269.8519 | 2 | NWGF 92% | 7241 | 2935 | 28.9015 | 21.293 | 259.7884 | 875.9308 | -26.33% | 237.2% | -1.9232 | -273.4824 | 2 | NWGF 92% | 2476 | 612 | 37.774 | 27.5762 | 309.7591 | 1299.5284 | -27% | 319.5% | -0.88264 | -141.7131 | 2 | NWGF 92% | 211 | 80 | 53.052 | 47.1388 | 394.6214 | 359.5763 | -11.15% | 737.1% | -6.8078 | -917.3104 | 2 | NWGF 92% | 72 | 16 | 81.6034 | 73.3396 | 494.7647 | 456.0349 | -10.13% | 574.6% | -9.408 | -1267.8958
3 | NWGF 95% | 10000 | 5818 | 33.8342 | 26.4734 | 287.3848 | 876.6747 | -21.76% | 205.1% | -1.9307 | -273.8747 | 3 | NWGF 95% | 7241 | 4415 | 31.3076 | 24.0375 | 273.5003 | 870.8982 | -23.22% | 218.4% | -1.7481 | -249.4347 | 3 | NWGF 95% | 2476 | 1247 | 38.5687 | 30.7789 | 317.0701 | 956.6339 | -20.2% | 201.7% | -1.8786 | -268.0078 | 3 | NWGF 95% | 211 | 121 | 61.5851 | 55.8938 | 423.4487 | 382.8166 | -9.241% | 657.6% | -6.6235 | -892.3355 | 3 | NWGF 95% | 72 | 35 | 87.9152 | 78.6405 | 510.7701 | 463.8459 | -10.55% | 549.5% | -10.5945 | -1427.7251
4 | NWGF 98% | 10000 | 8755 | 39.3634 | 32.4382 | 304.7045 | 839.0033 | -17.59% | 175.3% | -2.0245 | -285.2709 | 4 | NWGF 98% | 7241 | 6861 | 38.3942 | 31.9364 | 296.1962 | 804.4535 | -16.82% | 171.6% | -1.7843 | -252.281 | 4 | NWGF 98% | 2476 | 1641 | 36.791 | 27.8575 | 312.1377 | 1034.234 | -24.28% | 231.3% | -2.272 | -322.9482 | 4 | NWGF 98% | 211 | 199 | 84.0383 | 77.9491 | 498.7689 | 524.1579 | -7.246% | 539.9% | -6.3746 | -860.2795 | 4 | NWGF 98% | 72 | 54 | 76.043 | 67.6852 | 444.6917 | 456.1766 | -10.99% | 557% | -8.9912 | -1212.8445
Simulation Results NORTH | [5 empty] | Scenario Int-14 | [5 empty] | Residential - North - Replacement | [5 empty] | Scenario Int-14 | [5 empty] | Residential - North - New | [5 empty] | Scenario Int-14 | [5 empty] | Commercial - North - Replacement | [5 empty] | Scenario Int-14 | [5 empty] | Commercial - North - New | [5 empty] | Scenario Int-14
|  |  |  | Energy use for affected buildings | [11 empty] | Energy use for affected buildings | [11 empty] | Energy use for affected buildings | [11 empty] | Energy use for affected buildings | [11 empty] | Energy use for affected buildings
|  |  |  | Gas Use | Gas Use | Electric Use | Electric Use | change | change | change | change |  |  |  |  | Gas Use | Gas Use | Electric Use | Electric Use | change | change | change | change |  |  |  |  | Gas Use | Gas Use | Electric Use | Electric Use | change | change | change | change |  |  |  |  | Gas Use | Gas Use | Electric Use | Electric Use | change | change | change | change |  |  |  |  | Gas Use | Gas Use | Electric Use | Electric Use | change | change | change | change
|  | Number of | Number | w/o Rule | w/ Rule | w/o Rule | w/ Rule | gas use | electric use | source energy | emissions |  |  | Number of | Number | w/o Rule | w/ Rule | w/o Rule | w/ Rule | gas use | electric use | source energy | emissions |  |  | Number of | Number | w/o Rule | w/ Rule | w/o Rule | w/ Rule | gas use | electric use | source energy | emissions |  |  | Number of | Number | w/o Rule | w/ Rule | w/o Rule | w/ Rule | gas use | electric use | source energy | emissions |  |  | Number of | Number | w/o Rule | w/ Rule | w/o Rule | w/ Rule | gas use | electric use | source energy | emissions
Level | Description | Buildings | Affected | (MMBtu) | (MMBtu) | (kWh) | (kWh) | % | % | (MMBtu) | (lbs CO2e) | Level | Description | Buildings | Affected | (MMBtu) | (MMBtu) | (kWh) | (kWh) | % | % | (MMBtu) | (lbs CO2e) | Level | Description | Buildings | Affected | (MMBtu) | (MMBtu) | (kWh) | (kWh) | % | % | (MMBtu) | (lbs CO2e) | Level | Description | Buildings | Affected | (MMBtu) | (MMBtu) | (kWh) | (kWh) | % | % | (MMBtu) | (lbs CO2e) | Level | Description | Buildings | Affected | (MMBtu) | (MMBtu) | (kWh) | (kWh) | % | % | (MMBtu) | (lbs CO2e)
NWGF | [11 empty] | NWGF | [11 empty] | NWGF | [11 empty] | NWGF | [11 empty] | NWGF
1 | NWGF 90% | 5299 | 854 | 44.3337 | 35.2114 | 306.767 | 999.9757 | -20.58% | 226% | -2.7764 | -390.3145 | 1 | NWGF 90% | 3779 | 639 | 41.2578 | 33.8803 | 286.9601 | 754.7373 | -17.88% | 163% | -3.2053 | -442.99 | 1 | NWGF 90% | 1341 | 188 | 49.2095 | 34.1435 | 342.9282 | 1908.8162 | -30.62% | 456.6% | -0.23261 | -67.2497 | 1 | NWGF 90% | 133 | 20 | 68.977 | 61.4834 | 453.9911 | 418.3406 | -10.86% | -7.853% | -8.5366 | -1150.454 | 1 | NWGF 90% | 46 | 7 | 123.7636 | 110.3467 | 723.0249 | 639.6927 | -10.84% | -11.53% | -15.4859 | -2086.5599
2 | NWGF 92% | 5299 | 1255 | 43.2173 | 35.1574 | 309.7048 | 913.8883 | -18.65% | 195.1% | -2.5388 | -356.2284 | 2 | NWGF 92% | 3779 | 850 | 40.9247 | 34.0047 | 291.2886 | 724.4571 | -16.91% | 148.7% | -3.0644 | -423.1963 | 2 | NWGF 92% | 1341 | 368 | 44.7891 | 34.1209 | 333.0996 | 1397.071 | -23.82% | 319.4% | -0.62815 | -109.0921 | 2 | NWGF 92% | 133 | 23 | 75.1694 | 67.1917 | 480.6156 | 442.3774 | -10.61% | -7.956% | -9.091 | -1225.1628 | 2 | NWGF 92% | 46 | 14 | 88.6001 | 79.7587 | 532.0993 | 488.8906 | -9.979% | -8.12% | -10.0838 | -1358.9419
3 | NWGF 95% | 5299 | 2311 | 43.2769 | 37.2516 | 315.202 | 709.1286 | -13.92% | 125% | -2.4949 | -345.4971 | 3 | NWGF 95% | 3779 | 1470 | 41.6671 | 35.9648 | 297.7501 | 630.0817 | -13.69% | 111.6% | -2.7796 | -382.4839 | 3 | NWGF 95% | 1341 | 765 | 42.589 | 36.003 | 330.9863 | 886.7351 | -15.46% | 167.9% | -1.4329 | -205.979 | 3 | NWGF 95% | 133 | 52 | 74.2481 | 68.5478 | 466.4856 | 423.0221 | -7.677% | -9.317% | -6.6628 | -897.5614 | 3 | NWGF 95% | 46 | 24 | 96.6991 | 88.0528 | 553.2227 | 509.433 | -8.941% | -7.915% | -9.8772 | -1331.0591
4 | NWGF 98% | 5299 | 4606 | 49.6875 | 44.7493 | 334.7945 | 617.042 | -9.939% | 84.3% | -2.4646 | -338.8496 | 4 | NWGF 98% | 3779 | 3577 | 49.1717 | 44.9636 | 326.6736 | 538.5721 | -8.558% | 64.87% | -2.396 | -327.9911 | 4 | NWGF 98% | 1341 | 872 | 42.8229 | 35.1406 | 330.316 | 945.3402 | -17.94% | 186.2% | -2.0151 | -285.8495 | 4 | NWGF 98% | 133 | 125 | 100.9801 | 95.4308 | 552.9833 | 595.3088 | -5.495% | 7.654% | -5.6112 | -757.7094 | 4 | NWGF 98% | 46 | 32 | 94.0467 | 84.6504 | 512.3016 | 527.28 | -9.991% | 2.924% | -10.087 | -1360.7064
Simulation Results Rest of Country | [5 empty] | Scenario Int-14 | [5 empty] | Residential - Rest of Country - Replacement | [5 empty] | Scenario Int-14 | [5 empty] | Residential - Rest of Country - New | [5 empty] | Scenario Int-14 | [5 empty] | Commercial - Rest of Country - Replacement | [5 empty] | Scenario Int-14 | [5 empty] | Commercial - Rest of Country - New | [5 empty] | Scenario Int-14
|  |  |  | Energy use for affected buildings | [11 empty] | Energy use for affected buildings | [11 empty] | Energy use for affected buildings | [11 empty] | Energy use for affected buildings | [11 empty] | Energy use for affected buildings
|  |  |  | Gas Use | Gas Use | Electric Use | Electric Use | change | change | change | change |  |  |  |  | Gas Use | Gas Use | Electric Use | Electric Use | change | change | change | change |  |  |  |  | Gas Use | Gas Use | Electric Use | Electric Use | change | change | change | change |  |  |  |  | Gas Use | Gas Use | Electric Use | Electric Use | change | change | change | change |  |  |  |  | Gas Use | Gas Use | Electric Use | Electric Use | change | change | change | change
|  | Number of | Number | w/o Rule | w/ Rule | w/o Rule | w/ Rule | gas use | electric use | source energy | emissions |  |  | Number of | Number | w/o Rule | w/ Rule | w/o Rule | w/ Rule | gas use | electric use | source energy | emissions |  |  | Number of | Number | w/o Rule | w/ Rule | w/o Rule | w/ Rule | gas use | electric use | source energy | emissions |  |  | Number of | Number | w/o Rule | w/ Rule | w/o Rule | w/ Rule | gas use | electric use | source energy | emissions |  |  | Number of | Number | w/o Rule | w/ Rule | w/o Rule | w/ Rule | gas use | electric use | source energy | emissions
Level | Description | Buildings | Affected | (MMBtu) | (MMBtu) | (kWh) | (kWh) | % | % | (MMBtu) | (lbs CO2e) | Level | Description | Buildings | Affected | (MMBtu) | (MMBtu) | (kWh) | (kWh) | % | % | (MMBtu) | (lbs CO2e) | Level | Description | Buildings | Affected | (MMBtu) | (MMBtu) | (kWh) | (kWh) | % | % | (MMBtu) | (lbs CO2e) | Level | Description | Buildings | Affected | (MMBtu) | (MMBtu) | (kWh) | (kWh) | % | % | (MMBtu) | (lbs CO2e) | Level | Description | Buildings | Affected | (MMBtu) | (MMBtu) | (kWh) | (kWh) | % | % | (MMBtu) | (lbs CO2e)
NWGF | [11 empty] | NWGF | [11 empty] | NWGF | [11 empty] | NWGF | [11 empty] | NWGF
1 | NWGF 90% | 4701 | 2109 | 25.005 | 18.1644 | 252.1973 | 810.2865 | -27.36% | 221.3% | -1.6862 | -240.1925 | 1 | NWGF 90% | 3462 | 1931 | 23.918 | 17.095 | 245.7895 | 817.3079 | -28.53% | 232.5% | -1.5283 | -219.2065 | 1 | NWGF 90% | 1135 | 123 | 32.886 | 24.9053 | 303.3926 | 913.7751 | -24.27% | 201.2% | -2.3884 | -336.0876 | 1 | NWGF 90% | 78 | 54 | 45.3668 | 40.4842 | 363.6547 | 332.8716 | -10.76% | -8.465% | -5.6403 | -759.9585 | 1 | NWGF 90% | 26 | 1 | 54.9594 | 48.8868 | 309.8425 | 303.2145 | -11.05% | -2.139% | -6.6877 | -901.7607
2 | NWGF 92% | 4701 | 2388 | 24.814 | 16.8314 | 252.4531 | 944.431 | -32.17% | 274.1% | -1.5468 | -224.4571 | 2 | NWGF 92% | 3462 | 2085 | 24 | 16.1107 | 246.9466 | 937.6827 | -32.87% | 279.7% | -1.4579 | -212.4479 | 2 | NWGF 92% | 1135 | 244 | 27.1938 | 17.7054 | 274.557 | 1152.4149 | -34.89% | 319.7% | -1.2665 | -190.9121 | 2 | NWGF 92% | 78 | 57 | 44.1275 | 39.0472 | 359.922 | 326.1654 | -11.51% | -9.379% | -5.8865 | -793.0892 | 2 | NWGF 92% | 26 | 2 | 32.6263 | 28.4055 | 233.4223 | 226.0454 | -12.94% | -3.16% | -4.6769 | -630.5734
3 | NWGF 95% | 4701 | 3507 | 27.6117 | 19.371 | 269.0541 | 987.0822 | -29.84% | 266.9% | -1.5588 | -226.6779 | 3 | NWGF 95% | 3462 | 2945 | 26.1367 | 18.084 | 261.396 | 991.1019 | -30.81% | 279.2% | -1.2331 | -183.0231 | 3 | NWGF 95% | 1135 | 482 | 32.188 | 22.4874 | 294.9832 | 1067.5727 | -30.14% | 261.9% | -2.586 | -366.456 | 3 | NWGF 95% | 78 | 69 | 52.0419 | 46.3575 | 391.0151 | 352.5169 | -10.92% | -9.846% | -6.594 | -888.3972 | 3 | NWGF 95% | 26 | 11 | 68.7504 | 58.1048 | 418.1461 | 364.383 | -15.48% | -12.86% | -12.1595 | -1638.6326
4 | NWGF 98% | 4701 | 4149 | 27.9022 | 18.7711 | 271.3003 | 1085.413 | -32.73% | 300.1% | -1.5359 | -225.7907 | 4 | NWGF 98% | 3462 | 3284 | 26.6552 | 17.7468 | 262.9995 | 1094.0569 | -33.42% | 316% | -1.118 | -169.8159 | 4 | NWGF 98% | 1135 | 769 | 29.9512 | 19.5988 | 291.5247 | 1135.0343 | -34.56% | 289.3% | -2.5633 | -365.0158 | 4 | NWGF 98% | 78 | 74 | 55.4202 | 48.4194 | 407.1904 | 403.9705 | -12.63% | -0.7908% | -7.6642 | -1033.5398 | 4 | NWGF 98% | 26 | 22 | 49.8557 | 43.0084 | 346.3501 | 352.7534 | -13.73% | 1.849% | -7.3974 | -997.7726
Simulation Results Senior Only | [5 empty] | Scenario Int-14 | [5 empty] | Simulation Results Senior Only - North | [5 empty] | Scenario Int-14 | [5 empty] | Simulation Results Senior Only - Rest of Country | [5 empty] | Scenario Int-14
|  |  |  | Energy use for affected buildings | [11 empty] | Energy use for affected buildings | [11 empty] | Energy use for affected buildings
|  |  |  | Gas Use | Gas Use | Electric Use | Electric Use | change | change | change | change |  |  |  |  | Gas Use | Gas Use | Electric Use | Electric Use | change | change | change | change |  |  |  |  | Gas Use | Gas Use | Electric Use | Electric Use | change | change | change | change
|  | Number of | Number | w/o Rule | w/ Rule | w/o Rule | w/ Rule | gas use | electric use | source energy | emissions |  |  | Number of | Number | w/o Rule | w/ Rule | w/o Rule | w/ Rule | gas use | electric use | source energy | emissions |  |  | Number of | Number | w/o Rule | w/ Rule | w/o Rule | w/ Rule | gas use | electric use | source energy | emissions
Level | Description | Buildings | Affected | (MMBtu) | (MMBtu) | (kWh) | (kWh) | % | % | (MMBtu) | (lbs CO2e) | Level | Description | Buildings | Affected | (MMBtu) | (MMBtu) | (kWh) | (kWh) | % | % | (MMBtu) | (lbs CO2e) | Level | Description | Buildings | Affected | (MMBtu) | (MMBtu) | (kWh) | (kWh) | % | % | (MMBtu) | (lbs CO2e)
NWGF | [11 empty] | NWGF | [11 empty] | NWGF
1 | NWGF 90% | 1455 | 401 | 30.4066 | 22.585 | 260.426 | 1252.5791 | -25.72% | 381% | 1.7321 | 210.8589 | 1 | NWGF 90% | 794 | 111 | 43.8817 | 34.0052 | 286.7448 | 1159.5124 | -22.51% | 304.4% | -1.7421 | -254.9353 | 1 | NWGF 90% | 661 | 290 | 25.2489 | 18.2138 | 250.3523 | 854.8203 | -27.86% | 241.4% | -1.4188 | -205.1928
2 | NWGF 92% | 1455 | 482 | 30.9706 | 22.8251 | 263.8014 | 1275.8336 | -26.3% | 383.6% | 1.5846 | 190.5131 | 2 | NWGF 92% | 794 | 156 | 43.7112 | 34.8091 | 294.5542 | 1021.6114 | -20.37% | 246.8% | -2.1864 | -311.5273 | 2 | NWGF 92% | 661 | 326 | 24.8739 | 17.0905 | 249.0854 | 927.9098 | -31.29% | 272.5% | -1.4657 | -213.2235
3 | NWGF 95% | 1455 | 782 | 33.8302 | 26.5212 | 281.2525 | 1231.0366 | -21.6% | 337.7% | 1.8529 | 228.1237 | 3 | NWGF 95% | 794 | 290 | 43.4994 | 37.2267 | 303.0881 | 749.3048 | -14.42% | 147.2% | -2.2239 | -310.1488 | 3 | NWGF 95% | 661 | 492 | 28.1308 | 20.2111 | 268.382 | 972.0285 | -28.15% | 262.2% | -1.3576 | -199.2115
4 | NWGF 98% | 1455 | 1293 | 42.2243 | 35.8769 | 304.7678 | 1171.0596 | -15.03% | 284.2% | 2.0378 | 254.9778 | 4 | NWGF 98% | 794 | 711 | 53.8092 | 49.3762 | 335.6364 | 573.3787 | -8.238% | 70.83% | -2.374 | -325.6122 | 4 | NWGF 98% | 661 | 582 | 28.0715 | 19.3855 | 267.0573 | 1050.6155 | -30.94% | 293.4% | -1.3666 | -202.2585
Simulation Results Low Income Only | [5 empty] | Scenario Int-14 | [5 empty] | Simulation Results Low Income Only - North | [5 empty] | Scenario Int-14 | [5 empty] | Simulation Results Low Income Only - Rest of Country | [5 empty] | Scenario Int-14
|  |  |  | Energy use for affected buildings | [11 empty] | Energy use for affected buildings | [11 empty] | Energy use for affected buildings
|  |  |  | Gas Use | Gas Use | Electric Use | Electric Use | change | change | change | change |  |  |  |  | Gas Use | Gas Use | Electric Use | Electric Use | change | change | change | change |  |  |  |  | Gas Use | Gas Use | Electric Use | Electric Use | change | change | change | change
|  | Number of | Number | w/o Rule | w/ Rule | w/o Rule | w/ Rule | gas use | electric use | source energy | emissions |  |  | Number of | Number | w/o Rule | w/ Rule | w/o Rule | w/ Rule | gas use | electric use | source energy | emissions |  |  | Number of | Number | w/o Rule | w/ Rule | w/o Rule | w/ Rule | gas use | electric use | source energy | emissions
Level | Description | Buildings | Affected | (MMBtu) | (MMBtu) | (kWh) | (kWh) | % | % | (MMBtu) | (lbs CO2e) | Level | Description | Buildings | Affected | (MMBtu) | (MMBtu) | (kWh) | (kWh) | % | % | (MMBtu) | (lbs CO2e) | Level | Description | Buildings | Affected | (MMBtu) | (MMBtu) | (kWh) | (kWh) | % | % | (MMBtu) | (lbs CO2e)
NWGF | [11 empty] | NWGF | [11 empty] | NWGF
1 | NWGF 90% | 815 | 265 | 28.1293 | 20.0985 | 235.4626 | 470 | -28.55% | 99.61% | -6.3287 | -858.883 | 1 | NWGF 90% | 441 | 63 | 43.184 | 35.2308 | 276.835 | 777.557 | -18.42% | 180.9% | -3.4921 | -482.4269 | 1 | NWGF 90% | 374 | 202 | 23.434 | 15.379 | 222.5594 | 991.8487 | -34.37% | 1347% | -0.82644 | -129.0829
2 | NWGF 92% | 815 | 309 | 28.8398 | 20.7398 | 239.6291 | 626 | -28.09% | 161.2% | -4.8343 | -660.8223 | 2 | NWGF 92% | 441 | 88 | 42.2532 | 35.3399 | 275.9403 | 631.6806 | -16.36% | 128.9% | -3.8576 | -528.3949 | 2 | NWGF 92% | 374 | 221 | 23.4986 | 14.9262 | 225.1704 | 1097.4009 | -36.48% | 1409% | -0.32616 | -63.9723
3 | NWGF 95% | 815 | 482 | 31.9986 | 24.2539 | 260.2053 | 952 | -24.2% | 265.9% | -1.2894 | -189.7442 | 3 | NWGF 95% | 441 | 169 | 43.0862 | 36.6946 | 292.1737 | 777.4294 | -14.83% | 166.1% | -1.9499 | -274.087 | 3 | NWGF 95% | 374 | 313 | 26.012 | 17.5367 | 242.9444 | 1072.3239 | -32.58% | 1285% | -0.66329 | -108.4562
4 | NWGF 98% | 815 | 747 | 42.4527 | 34.8761 | 293.1953 | 1234 | -17.85% | 320.9% | 1.4683 | 176.4587 | 4 | NWGF 98% | 441 | 407 | 56.5061 | 51.1167 | 336.0889 | 683.561 | -9.538% | 103.4% | -2.282 | -315.7182 | 4 | NWGF 98% | 374 | 340 | 25.63 | 15.4352 | 241.8491 | 1343.968 | -39.78% | 1467% | 0.28221 | 12.8071

## Scenario Int-11.55
Simulation Results NATIONAL - 10000 samples | [5 empty] | Scenario Int-11.55 | [5 empty] | Residential - Replacement | [5 empty] | Scenario Int-11.55 | [5 empty] | Residential - New | [5 empty] | Scenario Int-11.55 | [5 empty] | Commercial - Replacement | [5 empty] | Scenario Int-11.55 | [5 empty] | Commercial - New | [5 empty] | Scenario Int-11.55
|  |  |  | Energy use for affected buildings | [11 empty] | Energy use for affected buildings | [11 empty] | Energy use for affected buildings | [11 empty] | Energy use for affected buildings | [11 empty] | Energy use for affected buildings
|  |  |  | Gas Use | Gas Use | Electric Use | Electric Use | change | change | change | change |  |  |  |  | Gas Use | Gas Use | Electric Use | Electric Use | change | change | change | change |  |  |  |  | Gas Use | Gas Use | Electric Use | Electric Use | change | change | change | change |  |  |  |  | Gas Use | Gas Use | Electric Use | Electric Use | change | change | change | change |  |  |  |  | Gas Use | Gas Use | Electric Use | Electric Use | change | change | change | change
|  | Number of | Number | w/o Rule | w/ Rule | w/o Rule | w/ Rule | gas use | electric use | source energy | emissions |  |  | Number of | Number | w/o Rule | w/ Rule | w/o Rule | w/ Rule | gas use | electric use | source energy | emissions |  |  | Number of | Number | w/o Rule | w/ Rule | w/o Rule | w/ Rule | gas use | electric use | source energy | emissions |  |  | Number of | Number | w/o Rule | w/ Rule | w/o Rule | w/ Rule | gas use | electric use | source energy | emissions |  |  | Number of | Number | w/o Rule | w/ Rule | w/o Rule | w/ Rule | gas use | electric use | source energy | emissions
Level | Description | Buildings | Affected | (MMBtu) | (MMBtu) | (kWh) | (kWh) | % | % | (MMBtu) | (lbs CO2e) | Level | Description | Buildings | Affected | (MMBtu) | (MMBtu) | (kWh) | (kWh) | % | % | (MMBtu) | (lbs CO2e) | Level | Description | Buildings | Affected | (MMBtu) | (MMBtu) | (kWh) | (kWh) | % | % | (MMBtu) | (lbs CO2e) | Level | Description | Buildings | Affected | (MMBtu) | (MMBtu) | (kWh) | (kWh) | % | % | (MMBtu) | (lbs CO2e) | Level | Description | Buildings | Affected | (MMBtu) | (MMBtu) | (kWh) | (kWh) | % | % | (MMBtu) | (lbs CO2e)
NWGF | [11 empty] | NWGF | [11 empty] | NWGF | [11 empty] | NWGF | [11 empty] | NWGF
1 | NWGF 90% | 10000 | 2560 | 33.5796 | 26.0339 | 286.6731 | 895.7533 | -22.47% | 212.5% | -1.9276 | -273.9205 | 1 | NWGF 90% | 7241 | 2180 | 30.8947 | 24.0498 | 274.6632 | 821.8756 | -22.16% | 199.2% | -1.8034 | -255.7462 | 1 | NWGF 90% | 2476 | 310 | 45.0262 | 32.4562 | 336.4453 | 1525.1037 | -27.92% | 353.3% | -1.412 | -217.6578 | 1 | NWGF 90% | 211 | 62 | 60.2249 | 53.7982 | 410.456 | 385.1062 | -10.67% | 663% | -7.2672 | -979.4873 | 1 | NWGF 90% | 72 | 8 | 115.163 | 102.6642 | 671.3771 | 597.6329 | -10.85% | 554% | -14.3861 | -1938.46
2 | NWGF 92% | 10000 | 3232 | 33.9746 | 26.3843 | 290.6023 | 908.827 | -22.34% | 212.7% | -1.8817 | -267.9309 | 2 | NWGF 92% | 7241 | 2572 | 31.4962 | 24.1881 | 278.6042 | 878.5726 | -23.2% | 215.3% | -1.7628 | -251.4828 | 2 | NWGF 92% | 2476 | 571 | 40.5534 | 31.5397 | 322.3771 | 1123.9455 | -22.23% | 248.6% | -1.5377 | -225.7468 | 2 | NWGF 92% | 211 | 75 | 58.7856 | 52.6655 | 415.8103 | 387.7828 | -10.41% | 689.5% | -6.9606 | -938.0859 | 2 | NWGF 92% | 72 | 14 | 88.0594 | 78.8055 | 528.1234 | 484.5497 | -10.51% | 570.2% | -10.5372 | -1420.0753
3 | NWGF 95% | 10000 | 5389 | 36.4203 | 29.3626 | 302.9174 | 881.2014 | -19.38% | 190.9% | -1.7142 | -244.4277 | 3 | NWGF 95% | 7241 | 4028 | 33.8389 | 26.9834 | 289.5516 | 862.6895 | -20.26% | 197.9% | -1.5469 | -221.7503 | 3 | NWGF 95% | 2476 | 1210 | 40.3137 | 32.5179 | 326.7636 | 999.2916 | -19.34% | 205.8% | -1.5443 | -223.6781 | 3 | NWGF 95% | 211 | 117 | 68.4038 | 62.5945 | 449.925 | 412.8329 | -8.493% | 618.8% | -6.7156 | -904.8377 | 3 | NWGF 95% | 72 | 34 | 93.6238 | 84.573 | 531.8571 | 483.4301 | -9.667% | 528.9% | -10.3661 | -1396.8906
4 | NWGF 98% | 10000 | 8091 | 42.4937 | 35.8993 | 319.9314 | 814.2237 | -15.52% | 154.5% | -2.0775 | -291.5088 | 4 | NWGF 98% | 7241 | 6337 | 41.3688 | 35.2502 | 310.9355 | 785.0412 | -14.79% | 152.5% | -1.7676 | -249.2434 | 4 | NWGF 98% | 2476 | 1507 | 39.4751 | 30.9282 | 325.0411 | 981.0458 | -21.65% | 201.8% | -2.5337 | -356.7385 | 4 | NWGF 98% | 211 | 194 | 92.8424 | 86.4935 | 534.692 | 567.0736 | -6.838% | 518.2% | -6.5855 | -888.8836 | 4 | NWGF 98% | 72 | 53 | 78.5348 | 69.661 | 464.1402 | 464.7103 | -11.3% | 566.3% | -9.6666 | -1303.6686
Simulation Results NORTH | [5 empty] | Scenario Int-11.55 | [5 empty] | Residential - North - Replacement | [5 empty] | Scenario Int-11.55 | [5 empty] | Residential - North - New | [5 empty] | Scenario Int-11.55 | [5 empty] | Commercial - North - Replacement | [5 empty] | Scenario Int-11.55 | [5 empty] | Commercial - North - New | [5 empty] | Scenario Int-11.55
|  |  |  | Energy use for affected buildings | [11 empty] | Energy use for affected buildings | [11 empty] | Energy use for affected buildings | [11 empty] | Energy use for affected buildings | [11 empty] | Energy use for affected buildings
|  |  |  | Gas Use | Gas Use | Electric Use | Electric Use | change | change | change | change |  |  |  |  | Gas Use | Gas Use | Electric Use | Electric Use | change | change | change | change |  |  |  |  | Gas Use | Gas Use | Electric Use | Electric Use | change | change | change | change |  |  |  |  | Gas Use | Gas Use | Electric Use | Electric Use | change | change | change | change |  |  |  |  | Gas Use | Gas Use | Electric Use | Electric Use | change | change | change | change
|  | Number of | Number | w/o Rule | w/ Rule | w/o Rule | w/ Rule | gas use | electric use | source energy | emissions |  |  | Number of | Number | w/o Rule | w/ Rule | w/o Rule | w/ Rule | gas use | electric use | source energy | emissions |  |  | Number of | Number | w/o Rule | w/ Rule | w/o Rule | w/ Rule | gas use | electric use | source energy | emissions |  |  | Number of | Number | w/o Rule | w/ Rule | w/o Rule | w/ Rule | gas use | electric use | source energy | emissions |  |  | Number of | Number | w/o Rule | w/ Rule | w/o Rule | w/ Rule | gas use | electric use | source energy | emissions
Level | Description | Buildings | Affected | (MMBtu) | (MMBtu) | (kWh) | (kWh) | % | % | (MMBtu) | (lbs CO2e) | Level | Description | Buildings | Affected | (MMBtu) | (MMBtu) | (kWh) | (kWh) | % | % | (MMBtu) | (lbs CO2e) | Level | Description | Buildings | Affected | (MMBtu) | (MMBtu) | (kWh) | (kWh) | % | % | (MMBtu) | (lbs CO2e) | Level | Description | Buildings | Affected | (MMBtu) | (MMBtu) | (kWh) | (kWh) | % | % | (MMBtu) | (lbs CO2e) | Level | Description | Buildings | Affected | (MMBtu) | (MMBtu) | (kWh) | (kWh) | % | % | (MMBtu) | (lbs CO2e)
NWGF | [11 empty] | NWGF | [11 empty] | NWGF | [11 empty] | NWGF | [11 empty] | NWGF
1 | NWGF 90% | 5299 | 756 | 43.3021 | 33.5441 | 306.3943 | 1115.7079 | -22.53% | 264.1% | -2.269 | -324.541 | 1 | NWGF 90% | 3779 | 529 | 38.8688 | 30.8972 | 282.287 | 904.4163 | -20.51% | 220.4% | -2.2571 | -318.6489 | 1 | NWGF 90% | 1341 | 199 | 49.7952 | 35.1418 | 345.8112 | 1770.5008 | -29.43% | 412% | -1.2427 | -200.2325 | 1 | NWGF 90% | 133 | 21 | 66.6284 | 59.4797 | 401.2692 | 391.974 | -10.73% | -2.316% | -7.8881 | -1063.5974 | 1 | NWGF 90% | 46 | 7 | 123.7636 | 110.3467 | 723.0249 | 639.6927 | -10.84% | -11.53% | -15.4859 | -2086.5599
2 | NWGF 92% | 5299 | 1158 | 42.2658 | 34.6309 | 309.9158 | 906.9002 | -18.06% | 192.6% | -2.1499 | -303.6225 | 2 | NWGF 92% | 3779 | 738 | 39.1276 | 32.251 | 288.8025 | 811.2659 | -17.57% | 180.9% | -2.0938 | -294.3523 | 2 | NWGF 92% | 1341 | 378 | 44.8519 | 35.6912 | 333.4785 | 1145.0228 | -20.42% | 243.4% | -1.5948 | -233.6708 | 2 | NWGF 92% | 133 | 29 | 66.7502 | 60.506 | 434.7415 | 419.7356 | -9.355% | -3.452% | -6.9613 | -938.4777 | 2 | NWGF 92% | 46 | 13 | 90.6055 | 81.1872 | 544.9143 | 498.864 | -10.39% | -8.451% | -10.7421 | -1447.6491
3 | NWGF 95% | 5299 | 2358 | 42.2787 | 36.8788 | 315.3956 | 692.4261 | -12.77% | 119.5% | -1.9878 | -276.7215 | 3 | NWGF 95% | 3779 | 1501 | 39.8815 | 35.1328 | 297.482 | 605.6213 | -11.91% | 103.6% | -1.9902 | -275.468 | 3 | NWGF 95% | 1341 | 776 | 42.9491 | 36.3477 | 333.0421 | 886.3603 | -15.37% | 166.1% | -1.4749 | -211.5841 | 3 | NWGF 95% | 133 | 57 | 71.3222 | 66.2298 | 440.369 | 408.848 | -7.14% | -7.158% | -5.8766 | -791.8107 | 3 | NWGF 95% | 46 | 24 | 101.552 | 93.542 | 568.3556 | 524.3003 | -7.888% | -7.751% | -9.1864 | -1237.8888
4 | NWGF 98% | 5299 | 4631 | 50.2652 | 45.7859 | 338.56 | 582.3132 | -8.911% | 72% | -2.3623 | -324.1727 | 4 | NWGF 98% | 3779 | 3600 | 49.5737 | 45.893 | 330.0522 | 509.2982 | -7.425% | 54.31% | -2.1587 | -295.2389 | 4 | NWGF 98% | 1341 | 871 | 43.3372 | 35.8901 | 333.229 | 880.915 | -17.18% | 164.4% | -2.4549 | -343.6278 | 4 | NWGF 98% | 133 | 128 | 105.9563 | 100.3708 | 566.8064 | 617.776 | -5.272% | 8.992% | -5.5613 | -751.1803 | 4 | NWGF 98% | 46 | 32 | 93.8689 | 84.7487 | 527.8044 | 527.0918 | -9.716% | -0.135% | -9.9484 | -1341.6487
Simulation Results Rest of Country | [5 empty] | Scenario Int-11.55 | [5 empty] | Residential - Rest of Country - Replacement | [5 empty] | Scenario Int-11.55 | [5 empty] | Residential - Rest of Country - New | [5 empty] | Scenario Int-11.55 | [5 empty] | Commercial - Rest of Country - Replacement | [5 empty] | Scenario Int-11.55 | [5 empty] | Commercial - Rest of Country - New | [5 empty] | Scenario Int-11.55
|  |  |  | Energy use for affected buildings | [11 empty] | Energy use for affected buildings | [11 empty] | Energy use for affected buildings | [11 empty] | Energy use for affected buildings | [11 empty] | Energy use for affected buildings
|  |  |  | Gas Use | Gas Use | Electric Use | Electric Use | change | change | change | change |  |  |  |  | Gas Use | Gas Use | Electric Use | Electric Use | change | change | change | change |  |  |  |  | Gas Use | Gas Use | Electric Use | Electric Use | change | change | change | change |  |  |  |  | Gas Use | Gas Use | Electric Use | Electric Use | change | change | change | change |  |  |  |  | Gas Use | Gas Use | Electric Use | Electric Use | change | change | change | change
|  | Number of | Number | w/o Rule | w/ Rule | w/o Rule | w/ Rule | gas use | electric use | source energy | emissions |  |  | Number of | Number | w/o Rule | w/ Rule | w/o Rule | w/ Rule | gas use | electric use | source energy | emissions |  |  | Number of | Number | w/o Rule | w/ Rule | w/o Rule | w/ Rule | gas use | electric use | source energy | emissions |  |  | Number of | Number | w/o Rule | w/ Rule | w/o Rule | w/ Rule | gas use | electric use | source energy | emissions |  |  | Number of | Number | w/o Rule | w/ Rule | w/o Rule | w/ Rule | gas use | electric use | source energy | emissions
Level | Description | Buildings | Affected | (MMBtu) | (MMBtu) | (kWh) | (kWh) | % | % | (MMBtu) | (lbs CO2e) | Level | Description | Buildings | Affected | (MMBtu) | (MMBtu) | (kWh) | (kWh) | % | % | (MMBtu) | (lbs CO2e) | Level | Description | Buildings | Affected | (MMBtu) | (MMBtu) | (kWh) | (kWh) | % | % | (MMBtu) | (lbs CO2e) | Level | Description | Buildings | Affected | (MMBtu) | (MMBtu) | (kWh) | (kWh) | % | % | (MMBtu) | (lbs CO2e) | Level | Description | Buildings | Affected | (MMBtu) | (MMBtu) | (kWh) | (kWh) | % | % | (MMBtu) | (lbs CO2e)
NWGF | [11 empty] | NWGF | [11 empty] | NWGF | [11 empty] | NWGF | [11 empty] | NWGF
1 | NWGF 90% | 4701 | 1804 | 29.5052 | 22.8867 | 278.4085 | 803.5772 | -22.43% | 188.6% | -1.7846 | -252.707 | 1 | NWGF 90% | 3462 | 1651 | 28.3397 | 21.8559 | 272.2204 | 795.4285 | -22.88% | 192.2% | -1.658 | -235.5914 | 1 | NWGF 90% | 1135 | 111 | 36.4762 | 27.6415 | 319.6541 | 1085.1573 | -24.22% | 239.5% | -1.7155 | -248.8977 | 1 | NWGF 90% | 78 | 41 | 56.9451 | 50.8882 | 415.1614 | 381.5885 | -10.64% | -8.087% | -6.9491 | -936.4065 | 1 | NWGF 90% | 26 | 1 | 54.9594 | 48.8868 | 309.8425 | 303.2145 | -11.05% | -2.139% | -6.6877 | -901.7607
2 | NWGF 92% | 4701 | 2074 | 29.3453 | 21.78 | 279.8188 | 909.9028 | -25.78% | 225.2% | -1.7319 | -248.0028 | 2 | NWGF 92% | 3462 | 1834 | 28.4253 | 20.9436 | 274.5004 | 905.6567 | -26.32% | 229.9% | -1.6296 | -234.2321 | 2 | NWGF 92% | 1135 | 193 | 32.1346 | 23.4087 | 300.6344 | 1082.6644 | -27.15% | 260.1% | -1.426 | -210.2273 | 2 | NWGF 92% | 78 | 46 | 53.7644 | 47.7226 | 403.8754 | 367.6386 | -11.24% | -8.972% | -6.9602 | -937.8389 | 2 | NWGF 92% | 26 | 1 | 54.9594 | 47.8437 | 309.8425 | 298.4642 | -12.95% | -3.672% | -7.8738 | -1061.6158
3 | NWGF 95% | 4701 | 3031 | 31.8627 | 23.5152 | 293.2099 | 1028.0612 | -26.2% | 250.6% | -1.5013 | -219.3044 | 3 | NWGF 95% | 3462 | 2527 | 30.2496 | 22.1428 | 284.841 | 1015.3842 | -26.8% | 256.5% | -1.2836 | -189.8428 | 3 | NWGF 95% | 1135 | 434 | 35.6015 | 25.6701 | 315.5375 | 1201.2147 | -27.9% | 280.7% | -1.6684 | -245.3024 | 3 | NWGF 95% | 78 | 60 | 65.6314 | 59.141 | 459.0033 | 416.6185 | -9.889% | -9.234% | -7.5127 | -1012.2134 | 3 | NWGF 95% | 26 | 10 | 74.5961 | 63.0471 | 444.2605 | 385.3418 | -15.48% | -13.26% | -13.1975 | -1778.4951
4 | NWGF 98% | 4701 | 3460 | 32.092 | 22.6666 | 294.9982 | 1124.6218 | -29.37% | 281.2% | -1.6964 | -247.7903 | 4 | NWGF 98% | 3462 | 2737 | 30.5768 | 21.2516 | 285.7912 | 1147.7284 | -30.5% | 301.6% | -1.2531 | -188.7451 | 4 | NWGF 98% | 1135 | 636 | 34.1858 | 24.1329 | 313.8279 | 1118.1746 | -29.41% | 256.3% | -2.6417 | -374.6935 | 4 | NWGF 98% | 78 | 66 | 67.4094 | 59.58 | 472.4095 | 468.7417 | -11.61% | -0.7764% | -8.5719 | -1155.9447 | 4 | NWGF 98% | 26 | 21 | 55.1685 | 46.6701 | 367.1281 | 369.6527 | -15.4% | 0.6877% | -9.2371 | -1245.7941
Simulation Results Senior Only | [5 empty] | Scenario Int-11.55 | [5 empty] | Simulation Results Senior Only - North | [5 empty] | Scenario Int-11.55 | [5 empty] | Simulation Results Senior Only - Rest of Country | [5 empty] | Scenario Int-11.55
|  |  |  | Energy use for affected buildings | [11 empty] | Energy use for affected buildings | [11 empty] | Energy use for affected buildings
|  |  |  | Gas Use | Gas Use | Electric Use | Electric Use | change | change | change | change |  |  |  |  | Gas Use | Gas Use | Electric Use | Electric Use | change | change | change | change |  |  |  |  | Gas Use | Gas Use | Electric Use | Electric Use | change | change | change | change
|  | Number of | Number | w/o Rule | w/ Rule | w/o Rule | w/ Rule | gas use | electric use | source energy | emissions |  |  | Number of | Number | w/o Rule | w/ Rule | w/o Rule | w/ Rule | gas use | electric use | source energy | emissions |  |  | Number of | Number | w/o Rule | w/ Rule | w/o Rule | w/ Rule | gas use | electric use | source energy | emissions
Level | Description | Buildings | Affected | (MMBtu) | (MMBtu) | (kWh) | (kWh) | % | % | (MMBtu) | (lbs CO2e) | Level | Description | Buildings | Affected | (MMBtu) | (MMBtu) | (kWh) | (kWh) | % | % | (MMBtu) | (lbs CO2e) | Level | Description | Buildings | Affected | (MMBtu) | (MMBtu) | (kWh) | (kWh) | % | % | (MMBtu) | (lbs CO2e)
NWGF | [11 empty] | NWGF | [11 empty] | NWGF
1 | NWGF 90% | 1455 | 330 | 33.2635 | 25.7058 | 280.5547 | 1240.9506 | -22.72% | 342.3% | 1.6914 | 206.0983 | 1 | NWGF 90% | 794 | 89 | 42.3124 | 31.3081 | 289.131 | 1372.8803 | -26.01% | 374.8% | -0.79006 | -131.3808 | 1 | NWGF 90% | 661 | 241 | 29.9218 | 23.6369 | 277.3875 | 727.3214 | -21% | 162.2% | -2.1988 | -306.8477
2 | NWGF 92% | 1455 | 399 | 33.607 | 26.4979 | 283.061 | 1179.7898 | -21.15% | 316.8% | 1.5222 | 184.7407 | 2 | NWGF 92% | 794 | 129 | 41.9848 | 33.7811 | 296.0102 | 1039.6326 | -19.54% | 251.2% | -1.2539 | -186.1381 | 2 | NWGF 92% | 661 | 270 | 29.6042 | 23.0181 | 276.8741 | 739.631 | -22.25% | 167.1% | -2.3945 | -333.5299
3 | NWGF 95% | 1455 | 703 | 35.9336 | 29.4374 | 296.7652 | 1182.856 | -18.08% | 298.6% | 2.0802 | 260.243 | 3 | NWGF 95% | 794 | 279 | 42.2034 | 36.96 | 304.4274 | 715.3679 | -12.42% | 135% | -1.4667 | -207.2134 | 3 | NWGF 95% | 661 | 424 | 31.8081 | 24.4875 | 291.7234 | 890.043 | -23.01% | 205.1% | -1.7935 | -255.59
4 | NWGF 98% | 1455 | 1192 | 45.4617 | 39.8591 | 321.1502 | 1132.6586 | -12.32% | 252.7% | 2.2832 | 289.319 | 4 | NWGF 98% | 794 | 708 | 54.6268 | 50.621 | 341.0935 | 564.153 | -7.333% | 65.4% | -2.0602 | -282.9544 | 4 | NWGF 98% | 661 | 484 | 32.0549 | 24.1165 | 291.977 | 963.2134 | -24.76% | 229.9% | -1.7131 | -246.4086
Simulation Results Low Income Only | [5 empty] | Scenario Int-11.55 | [5 empty] | Simulation Results Low Income Only - North | [5 empty] | Scenario Int-11.55 | [5 empty] | Simulation Results Low Income Only - Rest of Country | [5 empty] | Scenario Int-11.55
|  |  |  | Energy use for affected buildings | [11 empty] | Energy use for affected buildings | [11 empty] | Energy use for affected buildings
|  |  |  | Gas Use | Gas Use | Electric Use | Electric Use | change | change | change | change |  |  |  |  | Gas Use | Gas Use | Electric Use | Electric Use | change | change | change | change |  |  |  |  | Gas Use | Gas Use | Electric Use | Electric Use | change | change | change | change
|  | Number of | Number | w/o Rule | w/ Rule | w/o Rule | w/ Rule | gas use | electric use | source energy | emissions |  |  | Number of | Number | w/o Rule | w/ Rule | w/o Rule | w/ Rule | gas use | electric use | source energy | emissions |  |  | Number of | Number | w/o Rule | w/ Rule | w/o Rule | w/ Rule | gas use | electric use | source energy | emissions
Level | Description | Buildings | Affected | (MMBtu) | (MMBtu) | (kWh) | (kWh) | % | % | (MMBtu) | (lbs CO2e) | Level | Description | Buildings | Affected | (MMBtu) | (MMBtu) | (kWh) | (kWh) | % | % | (MMBtu) | (lbs CO2e) | Level | Description | Buildings | Affected | (MMBtu) | (MMBtu) | (kWh) | (kWh) | % | % | (MMBtu) | (lbs CO2e)
NWGF | [11 empty] | NWGF | [11 empty] | NWGF
1 | NWGF 90% | 815 | 245 | 30.7372 | 23.1146 | 252.2966 | 263 | -24.8% | 4.242% | -8.198 | -1105.8459 | 1 | NWGF 90% | 441 | 51 | 42.561 | 32.5347 | 275.5982 | 1144.8455 | -23.56% | 315.4% | -1.9417 | -281.7845 | 1 | NWGF 90% | 374 | 194 | 27.6289 | 20.6382 | 246.171 | 949.3196 | -25.3% | 1093% | -0.35017 | -63.3365
2 | NWGF 92% | 815 | 283 | 31.0688 | 23.2317 | 254.1978 | 366 | -25.22% | 43.98% | -7.3865 | -998.7269 | 2 | NWGF 92% | 441 | 76 | 41.4005 | 33.4764 | 276.8593 | 935.9585 | -19.14% | 238.1% | -1.823 | -260.9584 | 2 | NWGF 92% | 374 | 207 | 27.2755 | 19.4703 | 245.8776 | 1049.6773 | -28.62% | 1163% | -0.19729 | -45.0241
3 | NWGF 95% | 815 | 441 | 34.5385 | 26.1355 | 272.4291 | 603 | -24.33% | 121.3% | -5.7416 | -781.8938 | 3 | NWGF 95% | 441 | 176 | 41.8106 | 35.3138 | 288.5907 | 894.4743 | -15.54% | 209.9% | -0.81746 | -124.1267 | 3 | NWGF 95% | 374 | 265 | 29.7087 | 20.0397 | 261.6954 | 1308.2251 | -32.55% | 1206% | 0.28069 | 13.875
4 | NWGF 98% | 815 | 679 | 46.152 | 38.4013 | 308.3938 | 814 | -16.79% | 163.9% | -3.2209 | -445.9644 | 4 | NWGF 98% | 441 | 399 | 57.7417 | 52.6714 | 341.3972 | 660.7577 | -8.781% | 93.55% | -2.2248 | -307.3633 | 4 | NWGF 98% | 374 | 280 | 29.6367 | 18.0664 | 261.3638 | 1515.9292 | -39.04% | 1347% | 0.35909 | 19.6818

## Scenario Int-12.55
Simulation Results NATIONAL - 10000 samples | [5 empty] | Scenario Int-12.55 | [5 empty] | Residential - Replacement | [5 empty] | Scenario Int-12.55 | [5 empty] | Residential - New | [5 empty] | Scenario Int-12.55 | [5 empty] | Commercial - Replacement | [5 empty] | Scenario Int-12.55 | [5 empty] | Commercial - New | [5 empty] | Scenario Int-12.55
|  |  |  | Energy use for affected buildings | [11 empty] | Energy use for affected buildings | [11 empty] | Energy use for affected buildings | [11 empty] | Energy use for affected buildings | [11 empty] | Energy use for affected buildings
|  |  |  | Gas Use | Gas Use | Electric Use | Electric Use | change | change | change | change |  |  |  |  | Gas Use | Gas Use | Electric Use | Electric Use | change | change | change | change |  |  |  |  | Gas Use | Gas Use | Electric Use | Electric Use | change | change | change | change |  |  |  |  | Gas Use | Gas Use | Electric Use | Electric Use | change | change | change | change |  |  |  |  | Gas Use | Gas Use | Electric Use | Electric Use | change | change | change | change
|  | Number of | Number | w/o Rule | w/ Rule | w/o Rule | w/ Rule | gas use | electric use | source energy | emissions |  |  | Number of | Number | w/o Rule | w/ Rule | w/o Rule | w/ Rule | gas use | electric use | source energy | emissions |  |  | Number of | Number | w/o Rule | w/ Rule | w/o Rule | w/ Rule | gas use | electric use | source energy | emissions |  |  | Number of | Number | w/o Rule | w/ Rule | w/o Rule | w/ Rule | gas use | electric use | source energy | emissions |  |  | Number of | Number | w/o Rule | w/ Rule | w/o Rule | w/ Rule | gas use | electric use | source energy | emissions
Level | Description | Buildings | Affected | (MMBtu) | (MMBtu) | (kWh) | (kWh) | % | % | (MMBtu) | (lbs CO2e) | Level | Description | Buildings | Affected | (MMBtu) | (MMBtu) | (kWh) | (kWh) | % | % | (MMBtu) | (lbs CO2e) | Level | Description | Buildings | Affected | (MMBtu) | (MMBtu) | (kWh) | (kWh) | % | % | (MMBtu) | (lbs CO2e) | Level | Description | Buildings | Affected | (MMBtu) | (MMBtu) | (kWh) | (kWh) | % | % | (MMBtu) | (lbs CO2e) | Level | Description | Buildings | Affected | (MMBtu) | (MMBtu) | (kWh) | (kWh) | % | % | (MMBtu) | (lbs CO2e)
NWGF | [11 empty] | NWGF | [11 empty] | NWGF | [11 empty] | NWGF | [11 empty] | NWGF
1 | NWGF 90% | 10000 | 2566 | 33.5756 | 26.6539 | 286.6823 | 807.3853 | -20.62% | 181.6% | -2.1613 | -303.404 | 1 | NWGF 90% | 7241 | 2185 | 30.8994 | 24.6511 | 274.6955 | 740.3186 | -20.22% | 169.5% | -1.9967 | -279.9542 | 1 | NWGF 90% | 2476 | 311 | 44.9663 | 33.3584 | 336.3273 | 1368.1571 | -25.81% | 306.8% | -1.9848 | -291.3146 | 1 | NWGF 90% | 211 | 62 | 60.2249 | 53.7982 | 410.456 | 385.1062 | -10.67% | 663% | -7.2672 | -979.4873 | 1 | NWGF 90% | 72 | 8 | 115.163 | 102.6642 | 671.3771 | 597.6329 | -10.85% | 554% | -14.3861 | -1938.46
2 | NWGF 92% | 10000 | 3232 | 33.9782 | 26.6794 | 290.6503 | 861.2785 | -21.48% | 196.3% | -2.056 | -290.3541 | 2 | NWGF 92% | 7241 | 2568 | 31.5057 | 24.5793 | 278.5607 | 817.8444 | -21.98% | 193.6% | -1.9742 | -278.6027 | 2 | NWGF 92% | 2476 | 575 | 40.4681 | 31.4002 | 322.5365 | 1126.1918 | -22.41% | 249.2% | -1.5752 | -230.8437 | 2 | NWGF 92% | 211 | 75 | 58.7856 | 52.6655 | 415.8103 | 387.7828 | -10.41% | 689.5% | -6.9606 | -938.0859 | 2 | NWGF 92% | 72 | 14 | 88.0594 | 78.8055 | 528.1234 | 484.5497 | -10.51% | 570.2% | -10.5372 | -1420.0753
3 | NWGF 95% | 10000 | 5380 | 36.4491 | 29.7721 | 303.0899 | 813.2087 | -18.32% | 168.3% | -2.0039 | -281.9409 | 3 | NWGF 95% | 7241 | 4042 | 33.7914 | 27.2592 | 289.528 | 805.8108 | -19.33% | 178.3% | -1.7823 | -252.1953 | 3 | NWGF 95% | 2476 | 1187 | 40.712 | 33.5243 | 328.2451 | 887.3106 | -17.66% | 170.3% | -2.0546 | -289.8975 | 3 | NWGF 95% | 211 | 117 | 68.4038 | 62.5945 | 449.925 | 412.8329 | -8.493% | 618.8% | -6.7156 | -904.8377 | 3 | NWGF 95% | 72 | 34 | 93.6238 | 84.573 | 531.8571 | 483.4301 | -9.667% | 528.9% | -10.3661 | -1396.8906
4 | NWGF 98% | 10000 | 8096 | 42.4848 | 36.1276 | 319.9304 | 772.7677 | -14.96% | 141.5% | -2.2475 | -313.4854 | 4 | NWGF 98% | 7241 | 6337 | 41.365 | 35.483 | 310.8983 | 743.704 | -14.22% | 139.2% | -1.9367 | -271.1045 | 4 | NWGF 98% | 2476 | 1512 | 39.4597 | 31.1916 | 325.1829 | 931.7679 | -20.95% | 186.5% | -2.7408 | -383.5326 | 4 | NWGF 98% | 211 | 194 | 92.8424 | 86.4935 | 534.692 | 567.0736 | -6.838% | 518.2% | -6.5855 | -888.8836 | 4 | NWGF 98% | 72 | 53 | 78.3508 | 69.661 | 463.9048 | 464.7103 | -11.09% | 565.9% | -9.4636 | -1276.3004
Simulation Results NORTH | [5 empty] | Scenario Int-12.55 | [5 empty] | Residential - North - Replacement | [5 empty] | Scenario Int-12.55 | [5 empty] | Residential - North - New | [5 empty] | Scenario Int-12.55 | [5 empty] | Commercial - North - Replacement | [5 empty] | Scenario Int-12.55 | [5 empty] | Commercial - North - New | [5 empty] | Scenario Int-12.55
|  |  |  | Energy use for affected buildings | [11 empty] | Energy use for affected buildings | [11 empty] | Energy use for affected buildings | [11 empty] | Energy use for affected buildings | [11 empty] | Energy use for affected buildings
|  |  |  | Gas Use | Gas Use | Electric Use | Electric Use | change | change | change | change |  |  |  |  | Gas Use | Gas Use | Electric Use | Electric Use | change | change | change | change |  |  |  |  | Gas Use | Gas Use | Electric Use | Electric Use | change | change | change | change |  |  |  |  | Gas Use | Gas Use | Electric Use | Electric Use | change | change | change | change |  |  |  |  | Gas Use | Gas Use | Electric Use | Electric Use | change | change | change | change
|  | Number of | Number | w/o Rule | w/ Rule | w/o Rule | w/ Rule | gas use | electric use | source energy | emissions |  |  | Number of | Number | w/o Rule | w/ Rule | w/o Rule | w/ Rule | gas use | electric use | source energy | emissions |  |  | Number of | Number | w/o Rule | w/ Rule | w/o Rule | w/ Rule | gas use | electric use | source energy | emissions |  |  | Number of | Number | w/o Rule | w/ Rule | w/o Rule | w/ Rule | gas use | electric use | source energy | emissions |  |  | Number of | Number | w/o Rule | w/ Rule | w/o Rule | w/ Rule | gas use | electric use | source energy | emissions
Level | Description | Buildings | Affected | (MMBtu) | (MMBtu) | (kWh) | (kWh) | % | % | (MMBtu) | (lbs CO2e) | Level | Description | Buildings | Affected | (MMBtu) | (MMBtu) | (kWh) | (kWh) | % | % | (MMBtu) | (lbs CO2e) | Level | Description | Buildings | Affected | (MMBtu) | (MMBtu) | (kWh) | (kWh) | % | % | (MMBtu) | (lbs CO2e) | Level | Description | Buildings | Affected | (MMBtu) | (MMBtu) | (kWh) | (kWh) | % | % | (MMBtu) | (lbs CO2e) | Level | Description | Buildings | Affected | (MMBtu) | (MMBtu) | (kWh) | (kWh) | % | % | (MMBtu) | (lbs CO2e)
NWGF | [11 empty] | NWGF | [11 empty] | NWGF | [11 empty] | NWGF | [11 empty] | NWGF
1 | NWGF 90% | 5299 | 757 | 43.2712 | 33.7888 | 306.3784 | 1069.6457 | -21.91% | 249.1% | -2.4446 | -347.1716 | 1 | NWGF 90% | 3779 | 530 | 38.833 | 31.0953 | 282.3098 | 863.8904 | -19.93% | 206% | -2.4212 | -339.8591 | 1 | NWGF 90% | 1341 | 199 | 49.7952 | 35.5581 | 345.8112 | 1704.2744 | -28.59% | 392.8% | -1.4736 | -229.8597 | 1 | NWGF 90% | 133 | 21 | 66.6284 | 59.4797 | 401.2692 | 391.974 | -10.73% | -2.316% | -7.8881 | -1063.5974 | 1 | NWGF 90% | 46 | 7 | 123.7636 | 110.3467 | 723.0249 | 639.6927 | -10.84% | -11.53% | -15.4859 | -2086.5599
2 | NWGF 92% | 5299 | 1157 | 42.3001 | 34.522 | 310.0437 | 918.9908 | -18.39% | 196.4% | -2.1824 | -308.2772 | 2 | NWGF 92% | 3779 | 737 | 39.1772 | 32.3524 | 288.9746 | 791.0117 | -17.42% | 173.7% | -2.2486 | -314.755 | 2 | NWGF 92% | 1341 | 378 | 44.8519 | 35.1537 | 333.4785 | 1221.2676 | -21.62% | 266.2% | -1.3923 | -208.1137 | 2 | NWGF 92% | 133 | 29 | 66.7502 | 60.506 | 434.7415 | 419.7356 | -9.355% | -3.452% | -6.9613 | -938.4777 | 2 | NWGF 92% | 46 | 13 | 90.6055 | 81.1872 | 544.9143 | 498.864 | -10.39% | -8.451% | -10.7421 | -1447.6491
3 | NWGF 95% | 5299 | 2360 | 42.2508 | 36.9313 | 315.3326 | 677.141 | -12.59% | 114.7% | -2.0576 | -285.778 | 3 | NWGF 95% | 3779 | 1503 | 39.8395 | 35.0806 | 297.3802 | 604.049 | -11.95% | 103.1% | -2.0166 | -278.9964 | 3 | NWGF 95% | 1341 | 776 | 42.9515 | 36.6129 | 333.0941 | 843.1438 | -14.76% | 153.1% | -1.6358 | -232.2962 | 3 | NWGF 95% | 133 | 57 | 71.3222 | 66.2298 | 440.369 | 408.848 | -7.14% | -7.158% | -5.8766 | -791.8107 | 3 | NWGF 95% | 46 | 24 | 101.552 | 93.542 | 568.3556 | 524.3003 | -7.888% | -7.751% | -9.1864 | -1237.8888
4 | NWGF 98% | 5299 | 4631 | 50.2632 | 45.8462 | 338.565 | 570.7847 | -8.788% | 68.59% | -2.4136 | -330.8293 | 4 | NWGF 98% | 3779 | 3600 | 49.5716 | 45.9245 | 330.059 | 502.3525 | -7.357% | 52.2% | -2.1941 | -299.8452 | 4 | NWGF 98% | 1341 | 871 | 43.3351 | 36.0808 | 333.2277 | 848.3272 | -16.74% | 154.6% | -2.5817 | -359.9818 | 4 | NWGF 98% | 133 | 128 | 105.9563 | 100.3708 | 566.8064 | 617.776 | -5.272% | 8.992% | -5.5613 | -751.1803 | 4 | NWGF 98% | 46 | 32 | 93.8689 | 84.7487 | 527.8044 | 527.0918 | -9.716% | -0.135% | -9.9484 | -1341.6487
Simulation Results Rest of Country | [5 empty] | Scenario Int-12.55 | [5 empty] | Residential - Rest of Country - Replacement | [5 empty] | Scenario Int-12.55 | [5 empty] | Residential - Rest of Country - New | [5 empty] | Scenario Int-12.55 | [5 empty] | Commercial - Rest of Country - Replacement | [5 empty] | Scenario Int-12.55 | [5 empty] | Commercial - Rest of Country - New | [5 empty] | Scenario Int-12.55
|  |  |  | Energy use for affected buildings | [11 empty] | Energy use for affected buildings | [11 empty] | Energy use for affected buildings | [11 empty] | Energy use for affected buildings | [11 empty] | Energy use for affected buildings
|  |  |  | Gas Use | Gas Use | Electric Use | Electric Use | change | change | change | change |  |  |  |  | Gas Use | Gas Use | Electric Use | Electric Use | change | change | change | change |  |  |  |  | Gas Use | Gas Use | Electric Use | Electric Use | change | change | change | change |  |  |  |  | Gas Use | Gas Use | Electric Use | Electric Use | change | change | change | change |  |  |  |  | Gas Use | Gas Use | Electric Use | Electric Use | change | change | change | change
|  | Number of | Number | w/o Rule | w/ Rule | w/o Rule | w/ Rule | gas use | electric use | source energy | emissions |  |  | Number of | Number | w/o Rule | w/ Rule | w/o Rule | w/ Rule | gas use | electric use | source energy | emissions |  |  | Number of | Number | w/o Rule | w/ Rule | w/o Rule | w/ Rule | gas use | electric use | source energy | emissions |  |  | Number of | Number | w/o Rule | w/ Rule | w/o Rule | w/ Rule | gas use | electric use | source energy | emissions |  |  | Number of | Number | w/o Rule | w/ Rule | w/o Rule | w/ Rule | gas use | electric use | source energy | emissions
Level | Description | Buildings | Affected | (MMBtu) | (MMBtu) | (kWh) | (kWh) | % | % | (MMBtu) | (lbs CO2e) | Level | Description | Buildings | Affected | (MMBtu) | (MMBtu) | (kWh) | (kWh) | % | % | (MMBtu) | (lbs CO2e) | Level | Description | Buildings | Affected | (MMBtu) | (MMBtu) | (kWh) | (kWh) | % | % | (MMBtu) | (lbs CO2e) | Level | Description | Buildings | Affected | (MMBtu) | (MMBtu) | (kWh) | (kWh) | % | % | (MMBtu) | (lbs CO2e) | Level | Description | Buildings | Affected | (MMBtu) | (MMBtu) | (kWh) | (kWh) | % | % | (MMBtu) | (lbs CO2e)
NWGF | [11 empty] | NWGF | [11 empty] | NWGF | [11 empty] | NWGF | [11 empty] | NWGF
1 | NWGF 90% | 4701 | 1809 | 29.5184 | 23.6682 | 278.4402 | 697.639 | -19.82% | 150.6% | -2.0427 | -285.0889 | 1 | NWGF 90% | 3462 | 1655 | 28.3588 | 22.5874 | 272.2571 | 700.7458 | -20.35% | 157.4% | -1.8608 | -260.7702 | 1 | NWGF 90% | 1135 | 112 | 36.3863 | 29.4499 | 319.4765 | 770.9486 | -19.06% | 141.3% | -2.893 | -400.5069 | 1 | NWGF 90% | 78 | 41 | 56.9451 | 50.8882 | 415.1614 | 381.5885 | -10.64% | -8.087% | -6.9491 | -936.4065 | 1 | NWGF 90% | 26 | 1 | 54.9594 | 48.8868 | 309.8425 | 303.2145 | -11.05% | -2.139% | -6.6877 | -901.7607
2 | NWGF 92% | 4701 | 2075 | 29.3379 | 22.3065 | 279.8367 | 829.0987 | -23.97% | 196.3% | -1.9855 | -280.3603 | 2 | NWGF 92% | 3462 | 1831 | 28.4178 | 21.4505 | 274.3689 | 828.6449 | -24.52% | 202% | -1.8638 | -264.0509 | 2 | NWGF 92% | 1135 | 197 | 32.0565 | 24.198 | 301.5412 | 943.7623 | -24.51% | 213% | -1.926 | -274.4577 | 2 | NWGF 92% | 78 | 46 | 53.7644 | 47.7226 | 403.8754 | 367.6386 | -11.24% | -8.972% | -6.9602 | -937.8389 | 2 | NWGF 92% | 26 | 1 | 54.9594 | 47.8437 | 309.8425 | 298.4642 | -12.95% | -3.672% | -7.8738 | -1061.6158
3 | NWGF 95% | 4701 | 3020 | 31.9154 | 24.1776 | 293.5227 | 919.5398 | -24.24% | 213.3% | -1.962 | -278.9424 | 3 | NWGF 95% | 3462 | 2539 | 30.2111 | 22.6292 | 284.8798 | 925.2467 | -25.1% | 224.8% | -1.6436 | -236.3299 | 3 | NWGF 95% | 1135 | 411 | 36.4837 | 27.6927 | 319.0899 | 970.701 | -24.1% | 204.2% | -2.8453 | -398.6532 | 3 | NWGF 95% | 78 | 60 | 65.6314 | 59.141 | 459.0033 | 416.6185 | -9.889% | -9.234% | -7.5127 | -1012.2134 | 3 | NWGF 95% | 26 | 10 | 74.5961 | 63.0471 | 444.2605 | 385.3418 | -15.48% | -13.26% | -13.1975 | -1778.4951
4 | NWGF 98% | 4701 | 3465 | 32.0889 | 23.1386 | 295.0251 | 1042.7196 | -27.89% | 253.4% | -2.0256 | -290.3052 | 4 | NWGF 98% | 3462 | 2737 | 30.5708 | 21.7492 | 285.6962 | 1061.1559 | -28.86% | 271.4% | -1.5982 | -233.3017 | 4 | NWGF 98% | 1135 | 641 | 34.1937 | 24.5482 | 314.2515 | 1045.1484 | -28.21% | 232.6% | -2.957 | -415.5338 | 4 | NWGF 98% | 78 | 66 | 67.4094 | 59.58 | 472.4095 | 468.7417 | -11.61% | -0.7764% | -8.5719 | -1155.9447 | 4 | NWGF 98% | 26 | 21 | 54.7041 | 46.6701 | 366.5341 | 369.6527 | -14.69% | 0.8508% | -8.7248 | -1176.7222
Simulation Results Senior Only | [5 empty] | Scenario Int-12.55 | [5 empty] | Simulation Results Senior Only - North | [5 empty] | Scenario Int-12.55 | [5 empty] | Simulation Results Senior Only - Rest of Country | [5 empty] | Scenario Int-12.55
|  |  |  | Energy use for affected buildings | [11 empty] | Energy use for affected buildings | [11 empty] | Energy use for affected buildings
|  |  |  | Gas Use | Gas Use | Electric Use | Electric Use | change | change | change | change |  |  |  |  | Gas Use | Gas Use | Electric Use | Electric Use | change | change | change | change |  |  |  |  | Gas Use | Gas Use | Electric Use | Electric Use | change | change | change | change
|  | Number of | Number | w/o Rule | w/ Rule | w/o Rule | w/ Rule | gas use | electric use | source energy | emissions |  |  | Number of | Number | w/o Rule | w/ Rule | w/o Rule | w/ Rule | gas use | electric use | source energy | emissions |  |  | Number of | Number | w/o Rule | w/ Rule | w/o Rule | w/ Rule | gas use | electric use | source energy | emissions
Level | Description | Buildings | Affected | (MMBtu) | (MMBtu) | (kWh) | (kWh) | % | % | (MMBtu) | (lbs CO2e) | Level | Description | Buildings | Affected | (MMBtu) | (MMBtu) | (kWh) | (kWh) | % | % | (MMBtu) | (lbs CO2e) | Level | Description | Buildings | Affected | (MMBtu) | (MMBtu) | (kWh) | (kWh) | % | % | (MMBtu) | (lbs CO2e)
NWGF | [11 empty] | NWGF | [11 empty] | NWGF
1 | NWGF 90% | 1455 | 331 | 33.3694 | 26.2947 | 280.8217 | 1183.262 | -21.2% | 321.4% | 1.6187 | 197.6299 | 1 | NWGF 90% | 794 | 89 | 42.3124 | 31.687 | 289.131 | 1318.815 | -25.11% | 356.1% | -0.93599 | -149.823 | 1 | NWGF 90% | 661 | 242 | 30.0804 | 24.3116 | 277.7658 | 667.7041 | -19.18% | 140.4% | -2.2565 | -313.2568
2 | NWGF 92% | 1455 | 399 | 33.6213 | 26.3206 | 282.7383 | 1208.8867 | -21.71% | 327.6% | 1.6175 | 196.9126 | 2 | NWGF 92% | 794 | 129 | 41.9848 | 33.5046 | 296.0102 | 1071.2821 | -20.2% | 261.9% | -1.2281 | -183.3856 | 2 | NWGF 92% | 661 | 270 | 29.6254 | 22.8882 | 276.3973 | 768.2259 | -22.74% | 177.9% | -2.2586 | -315.8733
3 | NWGF 95% | 1455 | 701 | 35.9916 | 29.6779 | 296.9229 | 1159.4175 | -17.54% | 290.5% | 2.0352 | 254.7128 | 3 | NWGF 95% | 794 | 280 | 42.1298 | 36.7766 | 304.1004 | 739.1673 | -12.71% | 143.1% | -1.337 | -190.2758 | 3 | NWGF 95% | 661 | 421 | 31.9092 | 24.9568 | 292.1492 | 835.1723 | -21.79% | 185.9% | -1.964 | -277.3108
4 | NWGF 98% | 1455 | 1192 | 45.5101 | 40.0151 | 321.3328 | 1105.5602 | -12.07% | 244.1% | 2.1185 | 267.732 | 4 | NWGF 98% | 794 | 708 | 54.6217 | 50.621 | 341.0685 | 564.153 | -7.324% | 65.41% | -2.0544 | -282.1697 | 4 | NWGF 98% | 661 | 484 | 32.1815 | 24.5008 | 292.4631 | 895.5223 | -23.87% | 206.2% | -2.1371 | -302.0281
Simulation Results Low Income Only | [5 empty] | Scenario Int-12.55 | [5 empty] | Simulation Results Low Income Only - North | [5 empty] | Scenario Int-12.55 | [5 empty] | Simulation Results Low Income Only - Rest of Country | [5 empty] | Scenario Int-12.55
|  |  |  | Energy use for affected buildings | [11 empty] | Energy use for affected buildings | [11 empty] | Energy use for affected buildings
|  |  |  | Gas Use | Gas Use | Electric Use | Electric Use | change | change | change | change |  |  |  |  | Gas Use | Gas Use | Electric Use | Electric Use | change | change | change | change |  |  |  |  | Gas Use | Gas Use | Electric Use | Electric Use | change | change | change | change
|  | Number of | Number | w/o Rule | w/ Rule | w/o Rule | w/ Rule | gas use | electric use | source energy | emissions |  |  | Number of | Number | w/o Rule | w/ Rule | w/o Rule | w/ Rule | gas use | electric use | source energy | emissions |  |  | Number of | Number | w/o Rule | w/ Rule | w/o Rule | w/ Rule | gas use | electric use | source energy | emissions
Level | Description | Buildings | Affected | (MMBtu) | (MMBtu) | (kWh) | (kWh) | % | % | (MMBtu) | (lbs CO2e) | Level | Description | Buildings | Affected | (MMBtu) | (MMBtu) | (kWh) | (kWh) | % | % | (MMBtu) | (lbs CO2e) | Level | Description | Buildings | Affected | (MMBtu) | (MMBtu) | (kWh) | (kWh) | % | % | (MMBtu) | (lbs CO2e)
NWGF | [11 empty] | NWGF | [11 empty] | NWGF
1 | NWGF 90% | 815 | 245 | 30.7372 | 23.2945 | 252.2966 | 226 | -24.21% | -10.42% | -8.3845 | -1130.1468 | 1 | NWGF 90% | 441 | 51 | 42.561 | 32.5347 | 275.5982 | 1144.8455 | -23.56% | 315.4% | -1.9417 | -281.7845 | 1 | NWGF 90% | 374 | 194 | 27.6289 | 20.8654 | 246.171 | 887.2492 | -24.48% | 1080% | -0.74431 | -115.0681
2 | NWGF 92% | 815 | 283 | 31.0688 | 23.3725 | 254.1978 | 337 | -24.77% | 32.57% | -7.5328 | -1017.7934 | 2 | NWGF 92% | 441 | 76 | 41.4005 | 33.762 | 276.8593 | 856.1762 | -18.45% | 209.2% | -2.3366 | -328.3928 | 2 | NWGF 92% | 374 | 207 | 27.2755 | 19.558 | 245.8776 | 1025.2848 | -28.29% | 1157% | -0.35387 | -65.5829
3 | NWGF 95% | 815 | 439 | 34.6084 | 26.5639 | 272.8475 | 564 | -23.24% | 106.7% | -5.7583 | -783.2554 | 3 | NWGF 95% | 441 | 176 | 41.7624 | 35.5531 | 288.5318 | 853.5675 | -14.87% | 195.8% | -0.92629 | -137.8681 | 3 | NWGF 95% | 374 | 263 | 29.8209 | 20.5483 | 262.3516 | 1206.5831 | -31.09% | 1177% | -0.345 | -68.1626
4 | NWGF 98% | 815 | 680 | 46.0901 | 38.5359 | 308.2066 | 775 | -16.39% | 151.5% | -3.408 | -470.3114 | 4 | NWGF 98% | 441 | 399 | 57.7231 | 52.6714 | 341.5108 | 660.7577 | -8.752% | 93.48% | -2.2057 | -304.784 | 4 | NWGF 98% | 374 | 281 | 29.5721 | 18.4645 | 260.9169 | 1430.4447 | -37.56% | 1313% | -0.015848 | -28.9348

## Scenario Int-13.55
Simulation Results NATIONAL - 10000 samples | [5 empty] | Scenario Int-13.55 | [5 empty] | Residential - Replacement | [5 empty] | Scenario Int-13.55 | [5 empty] | Residential - New | [5 empty] | Scenario Int-13.55 | [5 empty] | Commercial - Replacement | [5 empty] | Scenario Int-13.55 | [5 empty] | Commercial - New | [5 empty] | Scenario Int-13.55
|  |  |  | Energy use for affected buildings | [11 empty] | Energy use for affected buildings | [11 empty] | Energy use for affected buildings | [11 empty] | Energy use for affected buildings | [11 empty] | Energy use for affected buildings
|  |  |  | Gas Use | Gas Use | Electric Use | Electric Use | change | change | change | change |  |  |  |  | Gas Use | Gas Use | Electric Use | Electric Use | change | change | change | change |  |  |  |  | Gas Use | Gas Use | Electric Use | Electric Use | change | change | change | change |  |  |  |  | Gas Use | Gas Use | Electric Use | Electric Use | change | change | change | change |  |  |  |  | Gas Use | Gas Use | Electric Use | Electric Use | change | change | change | change
|  | Number of | Number | w/o Rule | w/ Rule | w/o Rule | w/ Rule | gas use | electric use | source energy | emissions |  |  | Number of | Number | w/o Rule | w/ Rule | w/o Rule | w/ Rule | gas use | electric use | source energy | emissions |  |  | Number of | Number | w/o Rule | w/ Rule | w/o Rule | w/ Rule | gas use | electric use | source energy | emissions |  |  | Number of | Number | w/o Rule | w/ Rule | w/o Rule | w/ Rule | gas use | electric use | source energy | emissions |  |  | Number of | Number | w/o Rule | w/ Rule | w/o Rule | w/ Rule | gas use | electric use | source energy | emissions
Level | Description | Buildings | Affected | (MMBtu) | (MMBtu) | (kWh) | (kWh) | % | % | (MMBtu) | (lbs CO2e) | Level | Description | Buildings | Affected | (MMBtu) | (MMBtu) | (kWh) | (kWh) | % | % | (MMBtu) | (lbs CO2e) | Level | Description | Buildings | Affected | (MMBtu) | (MMBtu) | (kWh) | (kWh) | % | % | (MMBtu) | (lbs CO2e) | Level | Description | Buildings | Affected | (MMBtu) | (MMBtu) | (kWh) | (kWh) | % | % | (MMBtu) | (lbs CO2e) | Level | Description | Buildings | Affected | (MMBtu) | (MMBtu) | (kWh) | (kWh) | % | % | (MMBtu) | (lbs CO2e)
NWGF | [11 empty] | NWGF | [11 empty] | NWGF | [11 empty] | NWGF | [11 empty] | NWGF
1 | NWGF 90% | 10000 | 2448 | 34.9116 | 27.5203 | 289.6103 | 861.1926 | -21.17% | 197.4% | -2.147 | -302.6467 | 1 | NWGF 90% | 7241 | 2090 | 32.464 | 25.8085 | 277.5654 | 776.4618 | -20.5% | 179.7% | -2.0965 | -294.1753 | 1 | NWGF 90% | 2476 | 290 | 44.819 | 32.0888 | 335.0301 | 1574.4364 | -28.4% | 369.9% | -1.062 | -171.6169 | 1 | NWGF 90% | 211 | 60 | 61.5804 | 55.047 | 438.7395 | 400.444 | -10.61% | 697% | -7.5174 | -1012.9374 | 1 | NWGF 90% | 72 | 8 | 115.163 | 102.6642 | 671.3771 | 597.6329 | -10.85% | 554% | -14.3861 | -1938.46
2 | NWGF 92% | 10000 | 3049 | 35.2612 | 27.6429 | 292.9705 | 892.1357 | -21.61% | 204.5% | -2.1092 | -298.1871 | 2 | NWGF 92% | 7241 | 2420 | 32.9587 | 25.7197 | 280.5513 | 843.9679 | -21.96% | 200.8% | -2.0654 | -291.4582 | 2 | NWGF 92% | 2476 | 547 | 40.8311 | 31.4509 | 323.9543 | 1177.1482 | -22.97% | 263.4% | -1.4035 | -208.829 | 2 | NWGF 92% | 211 | 67 | 61.5135 | 54.8293 | 438.3691 | 398.1547 | -10.87% | 699.5% | -7.7015 | -1037.7203 | 2 | NWGF 92% | 72 | 15 | 86.3574 | 77.6311 | 517.2822 | 476.1955 | -10.1% | 566.3% | -9.9365 | -1339.1202
3 | NWGF 95% | 10000 | 5073 | 37.2759 | 30.1056 | 304.7838 | 874.2436 | -19.24% | 186.8% | -1.928 | -273.0662 | 3 | NWGF 95% | 7241 | 3780 | 34.8401 | 27.8219 | 291.3941 | 858.8121 | -20.14% | 194.7% | -1.7834 | -253.5167 | 3 | NWGF 95% | 2476 | 1151 | 40.843 | 33.1384 | 328.3728 | 980.3187 | -18.86% | 198.5% | -1.6577 | -238.5016 | 3 | NWGF 95% | 211 | 108 | 67.8493 | 61.7622 | 453.9016 | 410.0763 | -8.971% | 634.9% | -7.088 | -954.8988 | 3 | NWGF 95% | 72 | 34 | 90.1982 | 80.7751 | 521.175 | 473.3306 | -10.45% | 545.2% | -10.7658 | -1450.8031
4 | NWGF 98% | 10000 | 7901 | 42.4746 | 35.8199 | 318.9979 | 817.9796 | -15.67% | 156.4% | -2.0948 | -293.9418 | 4 | NWGF 98% | 7241 | 6184 | 41.4736 | 35.3261 | 310.3385 | 778.554 | -14.82% | 150.9% | -1.86 | -261.5677 | 4 | NWGF 98% | 2476 | 1479 | 39.5086 | 30.755 | 324.9141 | 1029.0734 | -22.16% | 216.7% | -2.2613 | -321.1 | 4 | NWGF 98% | 211 | 186 | 89.2448 | 82.9331 | 521.7155 | 548.3377 | -7.072% | 529.1% | -6.6045 | -891.3144 | 4 | NWGF 98% | 72 | 52 | 78.5891 | 70.0805 | 455.4256 | 467.0874 | -10.83% | 549.9% | -9.1538 | -1234.7639
Simulation Results NORTH | [5 empty] | Scenario Int-13.55 | [5 empty] | Residential - North - Replacement | [5 empty] | Scenario Int-13.55 | [5 empty] | Residential - North - New | [5 empty] | Scenario Int-13.55 | [5 empty] | Commercial - North - Replacement | [5 empty] | Scenario Int-13.55 | [5 empty] | Commercial - North - New | [5 empty] | Scenario Int-13.55
|  |  |  | Energy use for affected buildings | [11 empty] | Energy use for affected buildings | [11 empty] | Energy use for affected buildings | [11 empty] | Energy use for affected buildings | [11 empty] | Energy use for affected buildings
|  |  |  | Gas Use | Gas Use | Electric Use | Electric Use | change | change | change | change |  |  |  |  | Gas Use | Gas Use | Electric Use | Electric Use | change | change | change | change |  |  |  |  | Gas Use | Gas Use | Electric Use | Electric Use | change | change | change | change |  |  |  |  | Gas Use | Gas Use | Electric Use | Electric Use | change | change | change | change |  |  |  |  | Gas Use | Gas Use | Electric Use | Electric Use | change | change | change | change
|  | Number of | Number | w/o Rule | w/ Rule | w/o Rule | w/ Rule | gas use | electric use | source energy | emissions |  |  | Number of | Number | w/o Rule | w/ Rule | w/o Rule | w/ Rule | gas use | electric use | source energy | emissions |  |  | Number of | Number | w/o Rule | w/ Rule | w/o Rule | w/ Rule | gas use | electric use | source energy | emissions |  |  | Number of | Number | w/o Rule | w/ Rule | w/o Rule | w/ Rule | gas use | electric use | source energy | emissions |  |  | Number of | Number | w/o Rule | w/ Rule | w/o Rule | w/ Rule | gas use | electric use | source energy | emissions
Level | Description | Buildings | Affected | (MMBtu) | (MMBtu) | (kWh) | (kWh) | % | % | (MMBtu) | (lbs CO2e) | Level | Description | Buildings | Affected | (MMBtu) | (MMBtu) | (kWh) | (kWh) | % | % | (MMBtu) | (lbs CO2e) | Level | Description | Buildings | Affected | (MMBtu) | (MMBtu) | (kWh) | (kWh) | % | % | (MMBtu) | (lbs CO2e) | Level | Description | Buildings | Affected | (MMBtu) | (MMBtu) | (kWh) | (kWh) | % | % | (MMBtu) | (lbs CO2e) | Level | Description | Buildings | Affected | (MMBtu) | (MMBtu) | (kWh) | (kWh) | % | % | (MMBtu) | (lbs CO2e)
NWGF | [11 empty] | NWGF | [11 empty] | NWGF | [11 empty] | NWGF | [11 empty] | NWGF
1 | NWGF 90% | 5299 | 822 | 45.756 | 36.5153 | 313.0195 | 996.1748 | -20.2% | 218.2% | -3.0093 | -421.4976 | 1 | NWGF 90% | 3779 | 613 | 42.7762 | 35.3388 | 293.71 | 747.652 | -17.39% | 154.6% | -3.4136 | -470.7649 | 1 | NWGF 90% | 1341 | 184 | 49.7874 | 34.5699 | 344.6672 | 1891.2815 | -30.56% | 448.7% | -0.59698 | -115.9478 | 1 | NWGF 90% | 133 | 18 | 75.6872 | 67.7572 | 487.658 | 448.4095 | -10.48% | -8.048% | -9.0495 | -1219.5436 | 1 | NWGF 90% | 46 | 7 | 123.7636 | 110.3467 | 723.0249 | 639.6927 | -10.84% | -11.53% | -15.4859 | -2086.5599
2 | NWGF 92% | 5299 | 1210 | 44.5033 | 36.6804 | 315.6177 | 863.5841 | -17.58% | 173.6% | -2.8616 | -398.4771 | 2 | NWGF 92% | 3779 | 814 | 42.3799 | 35.4685 | 297.5968 | 713.5232 | -16.31% | 139.8% | -3.2332 | -445.5646 | 2 | NWGF 92% | 1341 | 361 | 45.4282 | 35.6196 | 336.4324 | 1239.3233 | -21.59% | 268.4% | -1.3566 | -203.6363 | 2 | NWGF 92% | 133 | 21 | 81.5107 | 73.1707 | 512.0086 | 470.8906 | -10.23% | -8.031% | -9.5157 | -1282.3718 | 2 | NWGF 92% | 46 | 14 | 88.6001 | 79.7587 | 532.0993 | 488.8906 | -9.979% | -8.12% | -10.0838 | -1358.9419
3 | NWGF 95% | 5299 | 2236 | 44.4293 | 38.2928 | 320.5427 | 719.9266 | -13.81% | 124.6% | -2.5597 | -354.3559 | 3 | NWGF 95% | 3779 | 1411 | 43.0523 | 37.337 | 303.7556 | 623.5091 | -13.28% | 105.3% | -2.9238 | -401.635 | 3 | NWGF 95% | 1341 | 751 | 43.186 | 36.3075 | 334.0901 | 926.7696 | -15.93% | 177.4% | -1.37 | -198.3391 | 3 | NWGF 95% | 133 | 50 | 76.8747 | 71.1467 | 479.1055 | 434.8148 | -7.451% | -9.244% | -6.7014 | -902.757 | 3 | NWGF 95% | 46 | 24 | 96.6991 | 88.1618 | 553.2227 | 509.9926 | -8.829% | -7.814% | -9.7526 | -1314.2648
4 | NWGF 98% | 5299 | 4512 | 50.5152 | 45.5368 | 338.3428 | 619.7219 | -9.855% | 83.16% | -2.5174 | -345.9465 | 4 | NWGF 98% | 3779 | 3505 | 49.9893 | 45.7685 | 330.1176 | 538.288 | -8.443% | 63.06% | -2.4484 | -334.9648 | 4 | NWGF 98% | 1341 | 852 | 43.5417 | 35.6898 | 333.7163 | 960.7449 | -18.03% | 187.9% | -2.0758 | -294.316 | 4 | NWGF 98% | 133 | 123 | 102.4825 | 96.9406 | 559.5198 | 602.1455 | -5.408% | 7.618% | -5.6 | -756.2018 | 4 | NWGF 98% | 46 | 32 | 94.0467 | 84.7487 | 512.3016 | 527.0918 | -9.887% | 2.887% | -9.9819 | -1346.522
Simulation Results Rest of Country | [5 empty] | Scenario Int-13.55 | [5 empty] | Residential - Rest of Country - Replacement | [5 empty] | Scenario Int-13.55 | [5 empty] | Residential - Rest of Country - New | [5 empty] | Scenario Int-13.55 | [5 empty] | Commercial - Rest of Country - Replacement | [5 empty] | Scenario Int-13.55 | [5 empty] | Commercial - Rest of Country - New | [5 empty] | Scenario Int-13.55
|  |  |  | Energy use for affected buildings | [11 empty] | Energy use for affected buildings | [11 empty] | Energy use for affected buildings | [11 empty] | Energy use for affected buildings | [11 empty] | Energy use for affected buildings
|  |  |  | Gas Use | Gas Use | Electric Use | Electric Use | change | change | change | change |  |  |  |  | Gas Use | Gas Use | Electric Use | Electric Use | change | change | change | change |  |  |  |  | Gas Use | Gas Use | Electric Use | Electric Use | change | change | change | change |  |  |  |  | Gas Use | Gas Use | Electric Use | Electric Use | change | change | change | change |  |  |  |  | Gas Use | Gas Use | Electric Use | Electric Use | change | change | change | change
|  | Number of | Number | w/o Rule | w/ Rule | w/o Rule | w/ Rule | gas use | electric use | source energy | emissions |  |  | Number of | Number | w/o Rule | w/ Rule | w/o Rule | w/ Rule | gas use | electric use | source energy | emissions |  |  | Number of | Number | w/o Rule | w/ Rule | w/o Rule | w/ Rule | gas use | electric use | source energy | emissions |  |  | Number of | Number | w/o Rule | w/ Rule | w/o Rule | w/ Rule | gas use | electric use | source energy | emissions |  |  | Number of | Number | w/o Rule | w/ Rule | w/o Rule | w/ Rule | gas use | electric use | source energy | emissions
Level | Description | Buildings | Affected | (MMBtu) | (MMBtu) | (kWh) | (kWh) | % | % | (MMBtu) | (lbs CO2e) | Level | Description | Buildings | Affected | (MMBtu) | (MMBtu) | (kWh) | (kWh) | % | % | (MMBtu) | (lbs CO2e) | Level | Description | Buildings | Affected | (MMBtu) | (MMBtu) | (kWh) | (kWh) | % | % | (MMBtu) | (lbs CO2e) | Level | Description | Buildings | Affected | (MMBtu) | (MMBtu) | (kWh) | (kWh) | % | % | (MMBtu) | (lbs CO2e) | Level | Description | Buildings | Affected | (MMBtu) | (MMBtu) | (kWh) | (kWh) | % | % | (MMBtu) | (lbs CO2e)
NWGF | [11 empty] | NWGF | [11 empty] | NWGF | [11 empty] | NWGF | [11 empty] | NWGF
1 | NWGF 90% | 4701 | 1626 | 29.4293 | 22.973 | 277.7761 | 792.9544 | -21.94% | 185.5% | -1.7111 | -242.5634 | 1 | NWGF 90% | 3462 | 1477 | 28.1842 | 21.8532 | 270.8649 | 788.4188 | -22.46% | 191.1% | -1.5499 | -220.8852 | 1 | NWGF 90% | 1135 | 106 | 36.1946 | 27.782 | 318.3017 | 1024.4412 | -23.24% | 221.8% | -1.8691 | -268.2502 | 1 | NWGF 90% | 78 | 42 | 55.5347 | 49.5998 | 417.7744 | 379.8873 | -10.69% | -9.069% | -6.8608 | -924.3919 | 1 | NWGF 90% | 26 | 1 | 54.9594 | 48.8868 | 309.8425 | 303.2145 | -11.05% | -2.139% | -6.6877 | -901.7607
2 | NWGF 92% | 4701 | 1839 | 29.1802 | 21.6966 | 278.0694 | 910.9217 | -25.65% | 227.6% | -1.6142 | -232.1996 | 2 | NWGF 92% | 3462 | 1606 | 28.1835 | 20.7785 | 271.9118 | 910.0838 | -26.27% | 234.7% | -1.4736 | -213.3495 | 2 | NWGF 92% | 1135 | 186 | 31.9089 | 23.3599 | 299.736 | 1056.4751 | -26.79% | 252.5% | -1.4946 | -218.9073 | 2 | NWGF 92% | 78 | 46 | 52.3843 | 46.4561 | 404.751 | 364.9493 | -11.32% | -9.834% | -6.8733 | -926.0316 | 2 | NWGF 92% | 26 | 1 | 54.9594 | 47.8437 | 309.8425 | 298.4642 | -12.95% | -3.672% | -7.8738 | -1061.6158
3 | NWGF 95% | 4701 | 2837 | 31.6378 | 23.6529 | 292.3633 | 995.8696 | -25.24% | 240.6% | -1.4302 | -208.9972 | 3 | NWGF 95% | 3462 | 2369 | 29.9489 | 22.1546 | 284.0314 | 998.9609 | -26.03% | 251.7% | -1.1042 | -165.296 | 3 | NWGF 95% | 1135 | 400 | 36.4442 | 27.1885 | 317.6386 | 1080.8571 | -25.4% | 240.3% | -2.1979 | -313.9067 | 3 | NWGF 95% | 78 | 58 | 60.0687 | 53.6722 | 432.174 | 388.7499 | -10.65% | -10.05% | -7.4212 | -999.8485 | 3 | NWGF 95% | 26 | 10 | 74.5961 | 63.0471 | 444.2605 | 385.3418 | -15.48% | -13.26% | -13.1975 | -1778.4951
4 | NWGF 98% | 4701 | 3389 | 31.7696 | 22.8831 | 293.2427 | 1081.9332 | -27.97% | 269% | -1.5322 | -224.7045 | 4 | NWGF 98% | 3462 | 2679 | 30.3323 | 21.664 | 284.461 | 1092.8997 | -28.58% | 284.2% | -1.0901 | -165.5406 | 4 | NWGF 98% | 1135 | 627 | 34.0283 | 24.0492 | 312.9532 | 1121.9218 | -29.33% | 258.5% | -2.5134 | -357.4956 | 4 | NWGF 98% | 78 | 63 | 63.3999 | 55.5851 | 447.907 | 443.2845 | -12.33% | -1.032% | -8.5659 | -1155.1058 | 4 | NWGF 98% | 26 | 20 | 53.8569 | 46.6115 | 364.4241 | 371.0804 | -13.45% | 1.827% | -7.8287 | -1055.951
Simulation Results Senior Only | [5 empty] | Scenario Int-13.55 | [5 empty] | Simulation Results Senior Only - North | [5 empty] | Scenario Int-13.55 | [5 empty] | Simulation Results Senior Only - Rest of Country | [5 empty] | Scenario Int-13.55
|  |  |  | Energy use for affected buildings | [11 empty] | Energy use for affected buildings | [11 empty] | Energy use for affected buildings
|  |  |  | Gas Use | Gas Use | Electric Use | Electric Use | change | change | change | change |  |  |  |  | Gas Use | Gas Use | Electric Use | Electric Use | change | change | change | change |  |  |  |  | Gas Use | Gas Use | Electric Use | Electric Use | change | change | change | change
|  | Number of | Number | w/o Rule | w/ Rule | w/o Rule | w/ Rule | gas use | electric use | source energy | emissions |  |  | Number of | Number | w/o Rule | w/ Rule | w/o Rule | w/ Rule | gas use | electric use | source energy | emissions |  |  | Number of | Number | w/o Rule | w/ Rule | w/o Rule | w/ Rule | gas use | electric use | source energy | emissions
Level | Description | Buildings | Affected | (MMBtu) | (MMBtu) | (kWh) | (kWh) | % | % | (MMBtu) | (lbs CO2e) | Level | Description | Buildings | Affected | (MMBtu) | (MMBtu) | (kWh) | (kWh) | % | % | (MMBtu) | (lbs CO2e) | Level | Description | Buildings | Affected | (MMBtu) | (MMBtu) | (kWh) | (kWh) | % | % | (MMBtu) | (lbs CO2e)
NWGF | [11 empty] | NWGF | [11 empty] | NWGF
1 | NWGF 90% | 1455 | 319 | 35.6211 | 28.0205 | 286.534 | 1233.1824 | -21.34% | 330.4% | 1.5025 | 180.9446 | 1 | NWGF 90% | 794 | 102 | 47.0089 | 36.5301 | 300.2977 | 1196.1624 | -22.29% | 298.3% | -2.1597 | -311.7913 | 1 | NWGF 90% | 661 | 217 | 30.2683 | 24.0205 | 280.0644 | 735.8093 | -20.64% | 162.7% | -2.0982 | -293.4083
2 | NWGF 92% | 1455 | 392 | 35.7736 | 28.3637 | 288.1429 | 1177.2218 | -20.71% | 308.6% | 1.1152 | 130.0306 | 2 | NWGF 92% | 794 | 146 | 46.1328 | 37.3217 | 305.499 | 990.8883 | -19.1% | 224.4% | -2.518 | -355.2903 | 2 | NWGF 92% | 661 | 246 | 29.6254 | 23.0471 | 277.8422 | 726.4529 | -22.2% | 161.5% | -2.5322 | -351.7785
3 | NWGF 95% | 1455 | 673 | 37.6655 | 30.5745 | 300.7709 | 1223.3493 | -18.83% | 306.7% | 1.8091 | 222.8453 | 3 | NWGF 95% | 794 | 273 | 45.6499 | 39.0848 | 312.9012 | 779.9687 | -14.38% | 149.3% | -2.327 | -324.5296 | 3 | NWGF 95% | 661 | 400 | 32.2162 | 24.7662 | 292.492 | 905.0956 | -23.12% | 209.4% | -1.7869 | -255.0201
4 | NWGF 98% | 1455 | 1166 | 45.7064 | 39.6372 | 320.1116 | 1159.3408 | -13.28% | 262.2% | 2.0612 | 258.751 | 4 | NWGF 98% | 794 | 693 | 55.0158 | 50.5824 | 340.8655 | 570.0245 | -8.058% | 67.23% | -2.4631 | -337.4278 | 4 | NWGF 98% | 661 | 473 | 32.067 | 23.6011 | 289.7047 | 1023.2637 | -26.4% | 253.2% | -1.6437 | -238.4839
Simulation Results Low Income Only | [5 empty] | Scenario Int-13.55 | [5 empty] | Simulation Results Low Income Only - North | [5 empty] | Scenario Int-13.55 | [5 empty] | Simulation Results Low Income Only - Rest of Country | [5 empty] | Scenario Int-13.55
|  |  |  | Energy use for affected buildings | [11 empty] | Energy use for affected buildings | [11 empty] | Energy use for affected buildings
|  |  |  | Gas Use | Gas Use | Electric Use | Electric Use | change | change | change | change |  |  |  |  | Gas Use | Gas Use | Electric Use | Electric Use | change | change | change | change |  |  |  |  | Gas Use | Gas Use | Electric Use | Electric Use | change | change | change | change
|  | Number of | Number | w/o Rule | w/ Rule | w/o Rule | w/ Rule | gas use | electric use | source energy | emissions |  |  | Number of | Number | w/o Rule | w/ Rule | w/o Rule | w/ Rule | gas use | electric use | source energy | emissions |  |  | Number of | Number | w/o Rule | w/ Rule | w/o Rule | w/ Rule | gas use | electric use | source energy | emissions
Level | Description | Buildings | Affected | (MMBtu) | (MMBtu) | (kWh) | (kWh) | % | % | (MMBtu) | (lbs CO2e) | Level | Description | Buildings | Affected | (MMBtu) | (MMBtu) | (kWh) | (kWh) | % | % | (MMBtu) | (lbs CO2e) | Level | Description | Buildings | Affected | (MMBtu) | (MMBtu) | (kWh) | (kWh) | % | % | (MMBtu) | (lbs CO2e)
NWGF | [11 empty] | NWGF | [11 empty] | NWGF
1 | NWGF 90% | 815 | 215 | 32.1722 | 25.2337 | 254.2349 | 215 | -21.57% | -15.43% | -7.9686 | -1073.7711 | 1 | NWGF 90% | 441 | 60 | 44.6818 | 36.8556 | 281.8606 | 756.4782 | -17.52% | 168.4% | -3.6236 | -499.5625 | 1 | NWGF 90% | 374 | 155 | 27.3298 | 20.7349 | 243.5411 | 879.6024 | -24.13% | 1075% | -0.61236 | -97.158
2 | NWGF 92% | 815 | 255 | 32.6344 | 25.6444 | 257.1719 | 305 | -21.42% | 18.6% | -7.1245 | -961.9292 | 2 | NWGF 92% | 441 | 84 | 43.6457 | 36.544 | 280.9741 | 689.3946 | -16.27% | 145.4% | -3.5183 | -483.8492 | 2 | NWGF 92% | 374 | 171 | 27.2253 | 20.2903 | 245.4796 | 935.7463 | -25.47% | 1110% | -0.42264 | -72.8148
3 | NWGF 95% | 815 | 414 | 35.422 | 27.928 | 276.6373 | 534 | -21.16% | 93.03% | -5.5077 | -748.6718 | 3 | NWGF 95% | 441 | 160 | 44.7936 | 38.071 | 298.9584 | 836.9355 | -15.01% | 180% | -1.7656 | -250.4401 | 3 | NWGF 95% | 374 | 254 | 29.5187 | 21.5387 | 262.5768 | 1089.1166 | -27.03% | 1119% | -0.15271 | -39.5335
4 | NWGF 98% | 815 | 669 | 46.0618 | 38.9479 | 308.025 | 744 | -15.44% | 141.5% | -3.2467 | -447.8535 | 4 | NWGF 98% | 441 | 395 | 57.8183 | 52.422 | 340.8605 | 683.1255 | -9.333% | 100.4% | -2.3433 | -323.8679 | 4 | NWGF 98% | 374 | 274 | 29.1136 | 19.5235 | 260.6892 | 1289.154 | -32.94% | 1235% | 0.1798 | 0.6823

## Scenario Int-14.55
Simulation Results NATIONAL - 10000 samples | [5 empty] | Scenario Int-14.55 | [5 empty] | Residential - Replacement | [5 empty] | Scenario Int-14.55 | [5 empty] | Residential - New | [5 empty] | Scenario Int-14.55 | [5 empty] | Commercial - Replacement | [5 empty] | Scenario Int-14.55 | [5 empty] | Commercial - New | [5 empty] | Scenario Int-14.55
|  |  |  | Energy use for affected buildings | [11 empty] | Energy use for affected buildings | [11 empty] | Energy use for affected buildings | [11 empty] | Energy use for affected buildings | [11 empty] | Energy use for affected buildings
|  |  |  | Gas Use | Gas Use | Electric Use | Electric Use | change | change | change | change |  |  |  |  | Gas Use | Gas Use | Electric Use | Electric Use | change | change | change | change |  |  |  |  | Gas Use | Gas Use | Electric Use | Electric Use | change | change | change | change |  |  |  |  | Gas Use | Gas Use | Electric Use | Electric Use | change | change | change | change |  |  |  |  | Gas Use | Gas Use | Electric Use | Electric Use | change | change | change | change
|  | Number of | Number | w/o Rule | w/ Rule | w/o Rule | w/ Rule | gas use | electric use | source energy | emissions |  |  | Number of | Number | w/o Rule | w/ Rule | w/o Rule | w/ Rule | gas use | electric use | source energy | emissions |  |  | Number of | Number | w/o Rule | w/ Rule | w/o Rule | w/ Rule | gas use | electric use | source energy | emissions |  |  | Number of | Number | w/o Rule | w/ Rule | w/o Rule | w/ Rule | gas use | electric use | source energy | emissions |  |  | Number of | Number | w/o Rule | w/ Rule | w/o Rule | w/ Rule | gas use | electric use | source energy | emissions
Level | Description | Buildings | Affected | (MMBtu) | (MMBtu) | (kWh) | (kWh) | % | % | (MMBtu) | (lbs CO2e) | Level | Description | Buildings | Affected | (MMBtu) | (MMBtu) | (kWh) | (kWh) | % | % | (MMBtu) | (lbs CO2e) | Level | Description | Buildings | Affected | (MMBtu) | (MMBtu) | (kWh) | (kWh) | % | % | (MMBtu) | (lbs CO2e) | Level | Description | Buildings | Affected | (MMBtu) | (MMBtu) | (kWh) | (kWh) | % | % | (MMBtu) | (lbs CO2e) | Level | Description | Buildings | Affected | (MMBtu) | (MMBtu) | (kWh) | (kWh) | % | % | (MMBtu) | (lbs CO2e)
NWGF | [11 empty] | NWGF | [11 empty] | NWGF | [11 empty] | NWGF | [11 empty] | NWGF
1 | NWGF 90% | 10000 | 2449 | 34.8999 | 28.0703 | 289.7055 | 780.0993 | -19.57% | 169.3% | -2.3742 | -331.4249 | 1 | NWGF 90% | 7241 | 2089 | 32.4429 | 26.3371 | 277.5424 | 699.7091 | -18.82% | 152.1% | -2.2906 | -318.591 | 1 | NWGF 90% | 2476 | 292 | 44.7963 | 32.883 | 335.6408 | 1438.2296 | -26.59% | 328.5% | -1.5861 | -239.1749 | 1 | NWGF 90% | 211 | 60 | 61.5804 | 55.047 | 438.7395 | 400.444 | -10.61% | 697% | -7.5174 | -1012.9374 | 1 | NWGF 90% | 72 | 8 | 115.163 | 102.6642 | 671.3771 | 597.6329 | -10.85% | 554% | -14.3861 | -1938.46
2 | NWGF 92% | 10000 | 3051 | 35.2353 | 27.8941 | 292.9272 | 847.2261 | -20.83% | 189.2% | -2.2711 | -318.9821 | 2 | NWGF 92% | 7241 | 2419 | 32.9246 | 26.0993 | 280.324 | 778.0965 | -20.73% | 177.6% | -2.2931 | -320.6649 | 2 | NWGF 92% | 2476 | 550 | 40.8028 | 31.1503 | 324.5221 | 1216.0948 | -23.66% | 274.7% | -1.3034 | -196.2037 | 2 | NWGF 92% | 211 | 67 | 61.5135 | 54.8293 | 438.3691 | 398.1547 | -10.87% | 699.5% | -7.7015 | -1037.7203 | 2 | NWGF 92% | 72 | 15 | 86.3574 | 77.6311 | 517.2822 | 476.1955 | -10.1% | 566.3% | -9.9365 | -1339.1202
3 | NWGF 95% | 10000 | 5076 | 37.26 | 30.4825 | 304.7314 | 803.7058 | -18.19% | 163.7% | -2.2287 | -311.9977 | 3 | NWGF 95% | 7241 | 3782 | 34.8275 | 28.1962 | 291.3108 | 791.1867 | -19.04% | 171.6% | -2.06 | -289.2764 | 3 | NWGF 95% | 2476 | 1152 | 40.8156 | 33.5716 | 328.4185 | 891.4594 | -17.75% | 171.4% | -2.0748 | -292.7087 | 3 | NWGF 95% | 211 | 108 | 67.8493 | 61.7622 | 453.9016 | 410.0763 | -8.971% | 634.9% | -7.088 | -954.8988 | 3 | NWGF 95% | 72 | 34 | 90.1982 | 80.7751 | 521.175 | 473.3306 | -10.45% | 545.2% | -10.7658 | -1450.8031
4 | NWGF 98% | 10000 | 7904 | 42.4717 | 36.0308 | 319.044 | 779.6484 | -15.17% | 144.4% | -2.2586 | -315.1482 | 4 | NWGF 98% | 7241 | 6183 | 41.4713 | 35.5364 | 310.2991 | 740.5827 | -14.31% | 138.7% | -2.0205 | -282.3427 | 4 | NWGF 98% | 2476 | 1483 | 39.5098 | 31.0154 | 325.302 | 982.4944 | -21.5% | 202% | -2.4644 | -347.4136 | 4 | NWGF 98% | 211 | 186 | 89.2448 | 82.9331 | 521.7155 | 548.3377 | -7.072% | 529.1% | -6.6045 | -891.3144 | 4 | NWGF 98% | 72 | 52 | 78.5891 | 70.0805 | 455.4256 | 467.0874 | -10.83% | 549.9% | -9.1538 | -1234.7639
Simulation Results NORTH | [5 empty] | Scenario Int-14.55 | [5 empty] | Residential - North - Replacement | [5 empty] | Scenario Int-14.55 | [5 empty] | Residential - North - New | [5 empty] | Scenario Int-14.55 | [5 empty] | Commercial - North - Replacement | [5 empty] | Scenario Int-14.55 | [5 empty] | Commercial - North - New | [5 empty] | Scenario Int-14.55
|  |  |  | Energy use for affected buildings | [11 empty] | Energy use for affected buildings | [11 empty] | Energy use for affected buildings | [11 empty] | Energy use for affected buildings | [11 empty] | Energy use for affected buildings
|  |  |  | Gas Use | Gas Use | Electric Use | Electric Use | change | change | change | change |  |  |  |  | Gas Use | Gas Use | Electric Use | Electric Use | change | change | change | change |  |  |  |  | Gas Use | Gas Use | Electric Use | Electric Use | change | change | change | change |  |  |  |  | Gas Use | Gas Use | Electric Use | Electric Use | change | change | change | change |  |  |  |  | Gas Use | Gas Use | Electric Use | Electric Use | change | change | change | change
|  | Number of | Number | w/o Rule | w/ Rule | w/o Rule | w/ Rule | gas use | electric use | source energy | emissions |  |  | Number of | Number | w/o Rule | w/ Rule | w/o Rule | w/ Rule | gas use | electric use | source energy | emissions |  |  | Number of | Number | w/o Rule | w/ Rule | w/o Rule | w/ Rule | gas use | electric use | source energy | emissions |  |  | Number of | Number | w/o Rule | w/ Rule | w/o Rule | w/ Rule | gas use | electric use | source energy | emissions |  |  | Number of | Number | w/o Rule | w/ Rule | w/o Rule | w/ Rule | gas use | electric use | source energy | emissions
Level | Description | Buildings | Affected | (MMBtu) | (MMBtu) | (kWh) | (kWh) | % | % | (MMBtu) | (lbs CO2e) | Level | Description | Buildings | Affected | (MMBtu) | (MMBtu) | (kWh) | (kWh) | % | % | (MMBtu) | (lbs CO2e) | Level | Description | Buildings | Affected | (MMBtu) | (MMBtu) | (kWh) | (kWh) | % | % | (MMBtu) | (lbs CO2e) | Level | Description | Buildings | Affected | (MMBtu) | (MMBtu) | (kWh) | (kWh) | % | % | (MMBtu) | (lbs CO2e) | Level | Description | Buildings | Affected | (MMBtu) | (MMBtu) | (kWh) | (kWh) | % | % | (MMBtu) | (lbs CO2e)
NWGF | [11 empty] | NWGF | [11 empty] | NWGF | [11 empty] | NWGF | [11 empty] | NWGF
1 | NWGF 90% | 5299 | 822 | 45.7477 | 36.7285 | 313.288 | 957.4321 | -19.72% | 205.6% | -3.1713 | -442.4479 | 1 | NWGF 90% | 3779 | 612 | 42.7425 | 35.4646 | 293.6541 | 717.6302 | -17.03% | 144.4% | -3.5495 | -488.409 | 1 | NWGF 90% | 1341 | 185 | 49.8243 | 35.1049 | 345.7696 | 1812.2715 | -29.54% | 424.1% | -0.88225 | -152.5847 | 1 | NWGF 90% | 133 | 18 | 75.6872 | 67.7572 | 487.658 | 448.4095 | -10.48% | -8.048% | -9.0495 | -1219.5436 | 1 | NWGF 90% | 46 | 7 | 123.7636 | 110.3467 | 723.0249 | 639.6927 | -10.84% | -11.53% | -15.4859 | -2086.5599
2 | NWGF 92% | 5299 | 1211 | 44.4801 | 36.5227 | 315.7616 | 878.6625 | -17.89% | 178.3% | -2.8539 | -397.7794 | 2 | NWGF 92% | 3779 | 815 | 42.3368 | 35.5275 | 297.7352 | 689.5513 | -16.08% | 131.6% | -3.3713 | -463.637 | 2 | NWGF 92% | 1341 | 361 | 45.4538 | 34.961 | 336.6526 | 1344.4401 | -23.08% | 299.4% | -1.0179 | -160.3647 | 2 | NWGF 92% | 133 | 21 | 81.5107 | 73.1707 | 512.0086 | 470.8906 | -10.23% | -8.031% | -9.5157 | -1282.3718 | 2 | NWGF 92% | 46 | 14 | 88.6001 | 79.7587 | 532.0993 | 488.8906 | -9.979% | -8.12% | -10.0838 | -1358.9419
3 | NWGF 95% | 5299 | 2236 | 44.3999 | 38.427 | 320.4673 | 690.5524 | -13.45% | 115.5% | -2.6842 | -370.4838 | 3 | NWGF 95% | 3779 | 1412 | 42.9978 | 37.368 | 303.6522 | 607.4946 | -13.09% | 100.1% | -2.9951 | -410.8846 | 3 | NWGF 95% | 1341 | 750 | 43.201 | 36.6478 | 334.1004 | 869.7497 | -15.17% | 160.3% | -1.6051 | -228.7367 | 3 | NWGF 95% | 133 | 50 | 76.8747 | 71.1467 | 479.1055 | 434.8148 | -7.451% | -9.244% | -6.7014 | -902.757 | 3 | NWGF 95% | 46 | 24 | 96.6991 | 88.1618 | 553.2227 | 509.9926 | -8.829% | -7.814% | -9.7526 | -1314.2648
4 | NWGF 98% | 5299 | 4512 | 50.5108 | 45.6143 | 338.3499 | 605.9129 | -9.694% | 79.08% | -2.5709 | -352.8436 | 4 | NWGF 98% | 3779 | 3505 | 49.9829 | 45.8252 | 330.1064 | 527.6888 | -8.318% | 59.85% | -2.4891 | -340.2121 | 4 | NWGF 98% | 1341 | 852 | 43.5444 | 35.8672 | 333.7994 | 931.2194 | -17.63% | 179% | -2.1916 | -309.255 | 4 | NWGF 98% | 133 | 123 | 102.4825 | 96.9406 | 559.5198 | 602.1455 | -5.408% | 7.618% | -5.6 | -756.2018 | 4 | NWGF 98% | 46 | 32 | 94.0467 | 84.7487 | 512.3016 | 527.0918 | -9.887% | 2.887% | -9.9819 | -1346.522
Simulation Results Rest of Country | [5 empty] | Scenario Int-14.55 | [5 empty] | Residential - Rest of Country - Replacement | [5 empty] | Scenario Int-14.55 | [5 empty] | Residential - Rest of Country - New | [5 empty] | Scenario Int-14.55 | [5 empty] | Commercial - Rest of Country - Replacement | [5 empty] | Scenario Int-14.55 | [5 empty] | Commercial - Rest of Country - New | [5 empty] | Scenario Int-14.55
|  |  |  | Energy use for affected buildings | [11 empty] | Energy use for affected buildings | [11 empty] | Energy use for affected buildings | [11 empty] | Energy use for affected buildings | [11 empty] | Energy use for affected buildings
|  |  |  | Gas Use | Gas Use | Electric Use | Electric Use | change | change | change | change |  |  |  |  | Gas Use | Gas Use | Electric Use | Electric Use | change | change | change | change |  |  |  |  | Gas Use | Gas Use | Electric Use | Electric Use | change | change | change | change |  |  |  |  | Gas Use | Gas Use | Electric Use | Electric Use | change | change | change | change |  |  |  |  | Gas Use | Gas Use | Electric Use | Electric Use | change | change | change | change
|  | Number of | Number | w/o Rule | w/ Rule | w/o Rule | w/ Rule | gas use | electric use | source energy | emissions |  |  | Number of | Number | w/o Rule | w/ Rule | w/o Rule | w/ Rule | gas use | electric use | source energy | emissions |  |  | Number of | Number | w/o Rule | w/ Rule | w/o Rule | w/ Rule | gas use | electric use | source energy | emissions |  |  | Number of | Number | w/o Rule | w/ Rule | w/o Rule | w/ Rule | gas use | electric use | source energy | emissions |  |  | Number of | Number | w/o Rule | w/ Rule | w/o Rule | w/ Rule | gas use | electric use | source energy | emissions
Level | Description | Buildings | Affected | (MMBtu) | (MMBtu) | (kWh) | (kWh) | % | % | (MMBtu) | (lbs CO2e) | Level | Description | Buildings | Affected | (MMBtu) | (MMBtu) | (kWh) | (kWh) | % | % | (MMBtu) | (lbs CO2e) | Level | Description | Buildings | Affected | (MMBtu) | (MMBtu) | (kWh) | (kWh) | % | % | (MMBtu) | (lbs CO2e) | Level | Description | Buildings | Affected | (MMBtu) | (MMBtu) | (kWh) | (kWh) | % | % | (MMBtu) | (lbs CO2e) | Level | Description | Buildings | Affected | (MMBtu) | (MMBtu) | (kWh) | (kWh) | % | % | (MMBtu) | (lbs CO2e)
NWGF | [11 empty] | NWGF | [11 empty] | NWGF | [11 empty] | NWGF | [11 empty] | NWGF
1 | NWGF 90% | 4701 | 1627 | 29.4193 | 23.6959 | 277.791 | 690.5064 | -19.45% | 148.6% | -1.9715 | -275.3333 | 1 | NWGF 90% | 3462 | 1477 | 28.1752 | 22.555 | 270.8665 | 692.2834 | -19.95% | 155.6% | -1.769 | -248.2263 | 1 | NWGF 90% | 1135 | 107 | 36.1031 | 29.0412 | 318.1285 | 791.5217 | -19.56% | 148.8% | -2.8032 | -388.8869 | 1 | NWGF 90% | 78 | 42 | 55.5347 | 49.5998 | 417.7744 | 379.8873 | -10.69% | -9.069% | -6.8608 | -924.3919 | 1 | NWGF 90% | 26 | 1 | 54.9594 | 48.8868 | 309.8425 | 303.2145 | -11.05% | -2.139% | -6.6877 | -901.7607
2 | NWGF 92% | 4701 | 1840 | 29.1507 | 22.2152 | 277.8986 | 826.5361 | -23.79% | 197.4% | -1.8875 | -267.1215 | 2 | NWGF 92% | 3462 | 1604 | 28.1421 | 21.3088 | 271.4773 | 823.0867 | -24.28% | 203.2% | -1.7453 | -248.02 | 2 | NWGF 92% | 1135 | 189 | 31.919 | 23.8718 | 301.3523 | 970.9484 | -25.21% | 222.2% | -1.8487 | -264.658 | 2 | NWGF 92% | 78 | 46 | 52.3843 | 46.4561 | 404.751 | 364.9493 | -11.32% | -9.834% | -6.8733 | -926.0316 | 2 | NWGF 92% | 26 | 1 | 54.9594 | 47.8437 | 309.8425 | 298.4642 | -12.95% | -3.672% | -7.8738 | -1061.6158
3 | NWGF 95% | 4701 | 2840 | 31.6386 | 24.2276 | 292.3422 | 892.7941 | -23.42% | 205.4% | -1.87 | -265.9501 | 3 | NWGF 95% | 3462 | 2370 | 29.9599 | 22.7318 | 283.958 | 900.6268 | -24.13% | 217.2% | -1.503 | -216.8246 | 3 | NWGF 95% | 1135 | 402 | 36.3651 | 27.8325 | 317.8179 | 931.9626 | -23.46% | 193.2% | -2.9511 | -412.0595 | 3 | NWGF 95% | 78 | 58 | 60.0687 | 53.6722 | 432.174 | 388.7499 | -10.65% | -10.05% | -7.4212 | -999.8485 | 3 | NWGF 95% | 26 | 10 | 74.5961 | 63.0471 | 444.2605 | 385.3418 | -15.48% | -13.26% | -13.1975 | -1778.4951
4 | NWGF 98% | 4701 | 3392 | 31.7783 | 23.2828 | 293.3634 | 1010.7495 | -26.73% | 244.5% | -1.8431 | -265.0062 | 4 | NWGF 98% | 3462 | 2678 | 30.3314 | 22.0703 | 284.375 | 1019.2209 | -27.24% | 258.4% | -1.4071 | -206.6023 | 4 | NWGF 98% | 1135 | 631 | 34.0622 | 24.4643 | 313.8285 | 1051.728 | -28.18% | 235.1% | -2.8327 | -398.9368 | 4 | NWGF 98% | 78 | 63 | 63.3999 | 55.5851 | 447.907 | 443.2845 | -12.33% | -1.032% | -8.5659 | -1155.1058 | 4 | NWGF 98% | 26 | 20 | 53.8569 | 46.6115 | 364.4241 | 371.0804 | -13.45% | 1.827% | -7.8287 | -1055.951
Simulation Results Senior Only | [5 empty] | Scenario Int-14.55 | [5 empty] | Simulation Results Senior Only - North | [5 empty] | Scenario Int-14.55 | [5 empty] | Simulation Results Senior Only - Rest of Country | [5 empty] | Scenario Int-14.55
|  |  |  | Energy use for affected buildings | [11 empty] | Energy use for affected buildings | [11 empty] | Energy use for affected buildings
|  |  |  | Gas Use | Gas Use | Electric Use | Electric Use | change | change | change | change |  |  |  |  | Gas Use | Gas Use | Electric Use | Electric Use | change | change | change | change |  |  |  |  | Gas Use | Gas Use | Electric Use | Electric Use | change | change | change | change
|  | Number of | Number | w/o Rule | w/ Rule | w/o Rule | w/ Rule | gas use | electric use | source energy | emissions |  |  | Number of | Number | w/o Rule | w/ Rule | w/o Rule | w/ Rule | gas use | electric use | source energy | emissions |  |  | Number of | Number | w/o Rule | w/ Rule | w/o Rule | w/ Rule | gas use | electric use | source energy | emissions
Level | Description | Buildings | Affected | (MMBtu) | (MMBtu) | (kWh) | (kWh) | % | % | (MMBtu) | (lbs CO2e) | Level | Description | Buildings | Affected | (MMBtu) | (MMBtu) | (kWh) | (kWh) | % | % | (MMBtu) | (lbs CO2e) | Level | Description | Buildings | Affected | (MMBtu) | (MMBtu) | (kWh) | (kWh) | % | % | (MMBtu) | (lbs CO2e)
NWGF | [11 empty] | NWGF | [11 empty] | NWGF
1 | NWGF 90% | 1455 | 319 | 35.5354 | 28.3041 | 286.1729 | 1196.3579 | -20.35% | 318.1% | 1.5281 | 185.2301 | 1 | NWGF 90% | 794 | 102 | 47.0089 | 36.8607 | 300.2977 | 1148.9877 | -21.59% | 282.6% | -2.287 | -327.883 | 1 | NWGF 90% | 661 | 217 | 30.1423 | 24.2821 | 279.5335 | 704.0898 | -19.44% | 151.9% | -1.9982 | -279.2153
2 | NWGF 92% | 1455 | 393 | 35.7211 | 28.1037 | 287.7347 | 1215.8062 | -21.32% | 322.5% | 1.2922 | 153.0061 | 2 | NWGF 92% | 794 | 146 | 46.1328 | 37.0774 | 305.499 | 1018.8525 | -19.63% | 233.5% | -2.4952 | -352.8583 | 2 | NWGF 92% | 661 | 247 | 29.5668 | 22.7995 | 277.2344 | 772.8602 | -22.89% | 178.8% | -2.2522 | -315.0926
3 | NWGF 95% | 1455 | 674 | 37.6579 | 30.7507 | 300.7931 | 1195.9461 | -18.34% | 297.6% | 1.7259 | 212.2523 | 3 | NWGF 95% | 794 | 274 | 45.5808 | 39.2047 | 312.8349 | 751.5064 | -13.99% | 140.2% | -2.4147 | -335.6993 | 3 | NWGF 95% | 661 | 400 | 32.2307 | 24.9597 | 292.5445 | 878.2823 | -22.56% | 200.2% | -1.8696 | -265.5555
4 | NWGF 98% | 1455 | 1166 | 45.753 | 39.7269 | 320.3546 | 1143.6856 | -13.17% | 257% | 1.9438 | 243.2861 | 4 | NWGF 98% | 794 | 693 | 55.0104 | 50.5824 | 340.8367 | 570.0245 | -8.049% | 67.24% | -2.457 | -336.6026 | 4 | NWGF 98% | 661 | 473 | 32.1898 | 23.8224 | 290.3458 | 983.7365 | -25.99% | 238.8% | -1.9517 | -279.0982
Simulation Results Low Income Only | [5 empty] | Scenario Int-14.55 | [5 empty] | Simulation Results Low Income Only - North | [5 empty] | Scenario Int-14.55 | [5 empty] | Simulation Results Low Income Only - Rest of Country | [5 empty] | Scenario Int-14.55
|  |  |  | Energy use for affected buildings | [11 empty] | Energy use for affected buildings | [11 empty] | Energy use for affected buildings
|  |  |  | Gas Use | Gas Use | Electric Use | Electric Use | change | change | change | change |  |  |  |  | Gas Use | Gas Use | Electric Use | Electric Use | change | change | change | change |  |  |  |  | Gas Use | Gas Use | Electric Use | Electric Use | change | change | change | change
|  | Number of | Number | w/o Rule | w/ Rule | w/o Rule | w/ Rule | gas use | electric use | source energy | emissions |  |  | Number of | Number | w/o Rule | w/ Rule | w/o Rule | w/ Rule | gas use | electric use | source energy | emissions |  |  | Number of | Number | w/o Rule | w/ Rule | w/o Rule | w/ Rule | gas use | electric use | source energy | emissions
Level | Description | Buildings | Affected | (MMBtu) | (MMBtu) | (kWh) | (kWh) | % | % | (MMBtu) | (lbs CO2e) | Level | Description | Buildings | Affected | (MMBtu) | (MMBtu) | (kWh) | (kWh) | % | % | (MMBtu) | (lbs CO2e) | Level | Description | Buildings | Affected | (MMBtu) | (MMBtu) | (kWh) | (kWh) | % | % | (MMBtu) | (lbs CO2e)
NWGF | [11 empty] | NWGF | [11 empty] | NWGF
1 | NWGF 90% | 815 | 215 | 32.1722 | 25.4387 | 254.2349 | 184 | -20.93% | -27.63% | -8.0657 | -1086.1542 | 1 | NWGF 90% | 441 | 60 | 44.6818 | 36.8556 | 281.8606 | 756.4782 | -17.52% | 168.4% | -3.6236 | -499.5625 | 1 | NWGF 90% | 374 | 155 | 27.3298 | 21.0192 | 243.5411 | 801.9143 | -23.09% | 1059% | -1.1057 | -161.9059
2 | NWGF 92% | 815 | 255 | 32.6344 | 25.8007 | 257.1719 | 279 | -20.94% | 8.488% | -7.223 | -974.6081 | 2 | NWGF 92% | 441 | 84 | 43.6457 | 36.8023 | 280.9741 | 617.2106 | -15.68% | 119.7% | -3.983 | -544.8612 | 2 | NWGF 92% | 374 | 171 | 27.2253 | 20.3965 | 245.4796 | 906.2186 | -25.08% | 1104% | -0.6122 | -97.7018
3 | NWGF 95% | 815 | 414 | 35.422 | 28.4362 | 276.6373 | 492 | -19.72% | 77.85% | -5.388 | -731.5723 | 3 | NWGF 95% | 441 | 160 | 44.7936 | 38.3344 | 298.9584 | 791.938 | -14.42% | 164.9% | -1.9438 | -273.4404 | 3 | NWGF 95% | 374 | 254 | 29.5187 | 22.2011 | 262.5768 | 938.3186 | -24.79% | 1083% | -0.98979 | -148.9693
4 | NWGF 98% | 815 | 669 | 46.0645 | 39.0706 | 308.0135 | 708 | -15.18% | 129.9% | -3.488 | -479.5658 | 4 | NWGF 98% | 441 | 395 | 57.8229 | 52.422 | 340.841 | 683.1255 | -9.34% | 100.4% | -2.3481 | -324.5146 | 4 | NWGF 98% | 374 | 274 | 29.1136 | 19.8231 | 260.6892 | 1231.3415 | -31.91% | 1215% | -0.091312 | -34.5553

## Scenario 2
Simulation Results NATIONAL - 10000 samples | [5 empty] | Scenario 2 | [5 empty] | Residential - Replacement | [5 empty] | Scenario 2 | [5 empty] | Residential - New | [5 empty] | Scenario 2 | [5 empty] | Commercial - Replacement | [5 empty] | Scenario 2 | [5 empty] | Commercial - New | [5 empty] | Scenario 2
|  |  |  | Energy use for affected buildings | [11 empty] | Energy use for affected buildings | [11 empty] | Energy use for affected buildings | [11 empty] | Energy use for affected buildings | [11 empty] | Energy use for affected buildings
|  |  |  | Gas Use | Gas Use | Electric Use | Electric Use | change | change | change | change |  |  |  |  | Gas Use | Gas Use | Electric Use | Electric Use | change | change | change | change |  |  |  |  | Gas Use | Gas Use | Electric Use | Electric Use | change | change | change | change |  |  |  |  | Gas Use | Gas Use | Electric Use | Electric Use | change | change | change | change |  |  |  |  | Gas Use | Gas Use | Electric Use | Electric Use | change | change | change | change
|  | Number of | Number | w/o Rule | w/ Rule | w/o Rule | w/ Rule | gas use | electric use | source energy | emissions |  |  | Number of | Number | w/o Rule | w/ Rule | w/o Rule | w/ Rule | gas use | electric use | source energy | emissions |  |  | Number of | Number | w/o Rule | w/ Rule | w/o Rule | w/ Rule | gas use | electric use | source energy | emissions |  |  | Number of | Number | w/o Rule | w/ Rule | w/o Rule | w/ Rule | gas use | electric use | source energy | emissions |  |  | Number of | Number | w/o Rule | w/ Rule | w/o Rule | w/ Rule | gas use | electric use | source energy | emissions
Level | Description | Buildings | Affected | (MMBtu) | (MMBtu) | (kWh) | (kWh) | % | % | (MMBtu) | (lbs CO2e) | Level | Description | Buildings | Affected | (MMBtu) | (MMBtu) | (kWh) | (kWh) | % | % | (MMBtu) | (lbs CO2e) | Level | Description | Buildings | Affected | (MMBtu) | (MMBtu) | (kWh) | (kWh) | % | % | (MMBtu) | (lbs CO2e) | Level | Description | Buildings | Affected | (MMBtu) | (MMBtu) | (kWh) | (kWh) | % | % | (MMBtu) | (lbs CO2e) | Level | Description | Buildings | Affected | (MMBtu) | (MMBtu) | (kWh) | (kWh) | % | % | (MMBtu) | (lbs CO2e)
NWGF | [11 empty] | NWGF | [11 empty] | NWGF | [11 empty] | NWGF | [11 empty] | NWGF
1 | NWGF 90% | [6 empty] | #DIV/0! | #DIV/0! | 0 | 0 | 1 | NWGF 90% | [6 empty] | #DIV/0! | #DIV/0! | 0 | 0 | 1 | NWGF 90% | [6 empty] | #DIV/0! | #DIV/0! | 0 | 0 | 1 | NWGF 90% | 211 | 96 | 90.9892 | 81.0943 | 606.3951 | 567.3019 | -10.87% | 647.8% | -11.1896 | -1508.1632 | 1 | NWGF 90% | [6 empty] | #DIV/0! | #DIV/0! | 0 | 0
2 | NWGF 92% | 10000 | 5247 | 36.3157 | 26.9919 | 305.8818 | 1113.5231 | -25.67% | 264% | -1.8129 | -263.0011 | 2 | NWGF 92% | 7241 | 3760 | 34.8905 | 25.4549 | 297.8971 | 1131.6696 | -27.04% | 279.9% | -1.6646 | -243.5954 | 2 | NWGF 92% | 2476 | 1345 | 34.4804 | 25.5383 | 296.081 | 1120.6699 | -25.93% | 278.5% | -1.2216 | -183.6419 | 2 | NWGF 92% | 211 | 108 | 96.3969 | 85.7418 | 638.0784 | 592.5391 | -11.05% | 644.2% | -12.0849 | -1628.7524 | 2 | NWGF 92% | 72 | 34 | 75.6853 | 67.8495 | 521.3922 | 478.9033 | -10.35% | 668.5% | -8.9803 | -1210.1313
3 | NWGF 95% | [6 empty] | #DIV/0! | #DIV/0! | 0 | 0 | 3 | NWGF 95% | [6 empty] | #DIV/0! | #DIV/0! | 0 | 0 | 3 | NWGF 95% | [6 empty] | #DIV/0! | #DIV/0! | 0 | 0 | 3 | NWGF 95% | 211 | 146 | 86.8984 | 76.6142 | 588.7304 | 529.0101 | -11.83% | 668.4% | -11.8272 | -1593.6785 | 3 | NWGF 95% | [6 empty] | #DIV/0! | #DIV/0! | 0 | 0
4 | NWGF 98% | [6 empty] | #DIV/0! | #DIV/0! | 0 | 0 | 4 | NWGF 98% | [6 empty] | #DIV/0! | #DIV/0! | 0 | 0 | 4 | NWGF 98% | [6 empty] | #DIV/0! | #DIV/0! | 0 | 0 | 4 | NWGF 98% | 211 | 208 | 90.9697 | 79.9979 | 597.7749 | 614.2186 | -12.06% | 647.2% | -11.7893 | -1590.3059 | 4 | NWGF 98% | [6 empty] | #DIV/0! | #DIV/0! | 0 | 0
Simulation Results NORTH | [5 empty] | Scenario 2 | [5 empty] | Residential - North - Replacement | [5 empty] | Scenario 2 | [5 empty] | Residential - North - New | [5 empty] | Scenario 2 | [5 empty] | Commercial - North - Replacement | [5 empty] | Scenario 2 | [5 empty] | Commercial - North - New | [5 empty] | Scenario 2
|  |  |  | Energy use for affected buildings | [11 empty] | Energy use for affected buildings | [11 empty] | Energy use for affected buildings | [11 empty] | Energy use for affected buildings | [11 empty] | Energy use for affected buildings
|  |  |  | Gas Use | Gas Use | Electric Use | Electric Use | change | change | change | change |  |  |  |  | Gas Use | Gas Use | Electric Use | Electric Use | change | change | change | change |  |  |  |  | Gas Use | Gas Use | Electric Use | Electric Use | change | change | change | change |  |  |  |  | Gas Use | Gas Use | Electric Use | Electric Use | change | change | change | change |  |  |  |  | Gas Use | Gas Use | Electric Use | Electric Use | change | change | change | change
|  | Number of | Number | w/o Rule | w/ Rule | w/o Rule | w/ Rule | gas use | electric use | source energy | emissions |  |  | Number of | Number | w/o Rule | w/ Rule | w/o Rule | w/ Rule | gas use | electric use | source energy | emissions |  |  | Number of | Number | w/o Rule | w/ Rule | w/o Rule | w/ Rule | gas use | electric use | source energy | emissions |  |  | Number of | Number | w/o Rule | w/ Rule | w/o Rule | w/ Rule | gas use | electric use | source energy | emissions |  |  | Number of | Number | w/o Rule | w/ Rule | w/o Rule | w/ Rule | gas use | electric use | source energy | emissions
Level | Description | Buildings | Affected | (MMBtu) | (MMBtu) | (kWh) | (kWh) | % | % | (MMBtu) | (lbs CO2e) | Level | Description | Buildings | Affected | (MMBtu) | (MMBtu) | (kWh) | (kWh) | % | % | (MMBtu) | (lbs CO2e) | Level | Description | Buildings | Affected | (MMBtu) | (MMBtu) | (kWh) | (kWh) | % | % | (MMBtu) | (lbs CO2e) | Level | Description | Buildings | Affected | (MMBtu) | (MMBtu) | (kWh) | (kWh) | % | % | (MMBtu) | (lbs CO2e) | Level | Description | Buildings | Affected | (MMBtu) | (MMBtu) | (kWh) | (kWh) | % | % | (MMBtu) | (lbs CO2e)
NWGF | [11 empty] | NWGF | [11 empty] | NWGF | [11 empty] | NWGF | [11 empty] | NWGF
1 | NWGF 90% | [6 empty] | #DIV/0! | #DIV/0! | 0 | 0 | 1 | NWGF 90% | [6 empty] | #DIV/0! | #DIV/0! | 0 | 0 | 1 | NWGF 90% | [6 empty] | #DIV/0! | #DIV/0! | 0 | 0 | 1 | NWGF 90% | 133 | 47 | 115.0719 | 102.4204 | 626.9657 | 619.2707 | -10.99% | -1.227% | -13.8697 | -1870.3228 | 1 | NWGF 90% | [6 empty] | #DIV/0! | #DIV/0! | 0 | 0
2 | NWGF 92% | 5299 | 1788 | 53.1958 | 43.1685 | 370.4085 | 1144.4892 | -18.85% | 209% | -2.9267 | -412.4394 | 2 | NWGF 92% | 3779 | 1179 | 52.7132 | 43.3968 | 369.5181 | 1018.2016 | -17.67% | 175.5% | -3.4483 | -479.9126 | 2 | NWGF 92% | 1341 | 539 | 45.5541 | 34.272 | 331.7173 | 1484.1654 | -24.77% | 347.4% | -0.38251 | -77.9917 | 2 | NWGF 92% | 133 | 56 | 122.971 | 109.9623 | 688.4121 | 669.6472 | -10.58% | -2.726% | -14.3735 | -1938.0154 | 2 | NWGF 92% | 46 | 14 | 108.9454 | 99.2862 | 662.9944 | 601.5461 | -8.866% | -9.268% | -11.1638 | -1504.1644
3 | NWGF 95% | [6 empty] | #DIV/0! | #DIV/0! | 0 | 0 | 3 | NWGF 95% | [6 empty] | #DIV/0! | #DIV/0! | 0 | 0 | 3 | NWGF 95% | [6 empty] | #DIV/0! | #DIV/0! | 0 | 0 | 3 | NWGF 95% | 133 | 76 | 111.8244 | 99.135 | 652.0181 | 602.1585 | -11.35% | -7.647% | -14.3469 | -1933.7193 | 3 | NWGF 95% | [6 empty] | #DIV/0! | #DIV/0! | 0 | 0
4 | NWGF 98% | [6 empty] | #DIV/0! | #DIV/0! | 0 | 0 | 4 | NWGF 98% | [6 empty] | #DIV/0! | #DIV/0! | 0 | 0 | 4 | NWGF 98% | [6 empty] | #DIV/0! | #DIV/0! | 0 | 0 | 4 | NWGF 98% | 133 | 130 | 109.2742 | 96.9496 | 644.4166 | 682.6479 | -11.28% | 5.933% | -13.0385 | -1759.2859 | 4 | NWGF 98% | [6 empty] | #DIV/0! | #DIV/0! | 0 | 0
Simulation Results Rest of Country | [5 empty] | Scenario 2 | [5 empty] | Residential - Rest of Country - Replacement | [5 empty] | Scenario 2 | [5 empty] | Residential - Rest of Country - New | [5 empty] | Scenario 2 | [5 empty] | Commercial - Rest of Country - Replacement | [5 empty] | Scenario 2 | [5 empty] | Commercial - Rest of Country - New | [5 empty] | Scenario 2
|  |  |  | Energy use for affected buildings | [11 empty] | Energy use for affected buildings | [11 empty] | Energy use for affected buildings | [11 empty] | Energy use for affected buildings | [11 empty] | Energy use for affected buildings
|  |  |  | Gas Use | Gas Use | Electric Use | Electric Use | change | change | change | change |  |  |  |  | Gas Use | Gas Use | Electric Use | Electric Use | change | change | change | change |  |  |  |  | Gas Use | Gas Use | Electric Use | Electric Use | change | change | change | change |  |  |  |  | Gas Use | Gas Use | Electric Use | Electric Use | change | change | change | change |  |  |  |  | Gas Use | Gas Use | Electric Use | Electric Use | change | change | change | change
|  | Number of | Number | w/o Rule | w/ Rule | w/o Rule | w/ Rule | gas use | electric use | source energy | emissions |  |  | Number of | Number | w/o Rule | w/ Rule | w/o Rule | w/ Rule | gas use | electric use | source energy | emissions |  |  | Number of | Number | w/o Rule | w/ Rule | w/o Rule | w/ Rule | gas use | electric use | source energy | emissions |  |  | Number of | Number | w/o Rule | w/ Rule | w/o Rule | w/ Rule | gas use | electric use | source energy | emissions |  |  | Number of | Number | w/o Rule | w/ Rule | w/o Rule | w/ Rule | gas use | electric use | source energy | emissions
Level | Description | Buildings | Affected | (MMBtu) | (MMBtu) | (kWh) | (kWh) | % | % | (MMBtu) | (lbs CO2e) | Level | Description | Buildings | Affected | (MMBtu) | (MMBtu) | (kWh) | (kWh) | % | % | (MMBtu) | (lbs CO2e) | Level | Description | Buildings | Affected | (MMBtu) | (MMBtu) | (kWh) | (kWh) | % | % | (MMBtu) | (lbs CO2e) | Level | Description | Buildings | Affected | (MMBtu) | (MMBtu) | (kWh) | (kWh) | % | % | (MMBtu) | (lbs CO2e) | Level | Description | Buildings | Affected | (MMBtu) | (MMBtu) | (kWh) | (kWh) | % | % | (MMBtu) | (lbs CO2e)
NWGF | [11 empty] | NWGF | [11 empty] | NWGF | [11 empty] | NWGF | [11 empty] | NWGF
1 | NWGF 90% | [6 empty] | #DIV/0! | #DIV/0! | 0 | 0 | 1 | NWGF 90% | [6 empty] | #DIV/0! | #DIV/0! | 0 | 0 | 1 | NWGF 90% | [6 empty] | #DIV/0! | #DIV/0! | 0 | 0 | 1 | NWGF 90% | 78 | 49 | 67.8894 | 60.6386 | 586.664 | 517.4543 | -10.68% | -11.8% | -8.6189 | -1160.7857 | 1 | NWGF 90% | [6 empty] | #DIV/0! | #DIV/0! | 0 | 0
2 | NWGF 92% | 4701 | 3459 | 27.5902 | 18.63 | 272.5271 | 1097.5163 | -32.48% | 302.7% | -1.2372 | -185.7546 | 2 | NWGF 92% | 3462 | 2581 | 26.7491 | 17.2591 | 265.1806 | 1183.5018 | -35.48% | 346.3% | -0.84979 | -135.6457 | 2 | NWGF 92% | 1135 | 806 | 27.075 | 19.6977 | 272.2498 | 877.588 | -27.25% | 222.3% | -1.7827 | -254.2939 | 2 | NWGF 92% | 78 | 52 | 67.7785 | 59.6581 | 583.8728 | 509.4995 | -11.98% | -12.74% | -9.6202 | -1295.7 | 2 | NWGF 92% | 26 | 20 | 52.4033 | 45.8438 | 422.2707 | 393.0534 | -12.52% | -6.919% | -7.4519 | -1004.3082
3 | NWGF 95% | [6 empty] | #DIV/0! | #DIV/0! | 0 | 0 | 3 | NWGF 95% | [6 empty] | #DIV/0! | #DIV/0! | 0 | 0 | 3 | NWGF 95% | [6 empty] | #DIV/0! | #DIV/0! | 0 | 0 | 3 | NWGF 95% | 78 | 70 | 59.8359 | 52.163 | 520.018 | 449.5918 | -12.82% | -13.54% | -9.0915 | -1224.4913 | 3 | NWGF 95% | [6 empty] | #DIV/0! | #DIV/0! | 0 | 0
4 | NWGF 98% | [6 empty] | #DIV/0! | #DIV/0! | 0 | 0 | 4 | NWGF 98% | [6 empty] | #DIV/0! | #DIV/0! | 0 | 0 | 4 | NWGF 98% | [6 empty] | #DIV/0! | #DIV/0! | 0 | 0 | 4 | NWGF 98% | 78 | 78 | 60.4622 | 51.7451 | 520.0389 | 500.1699 | -14.42% | -3.821% | -9.7071 | -1308.6726 | 4 | NWGF 98% | [6 empty] | #DIV/0! | #DIV/0! | 0 | 0
Simulation Results Senior Only | [5 empty] | Scenario 2 | [5 empty] | Simulation Results Senior Only - North | [5 empty] | Scenario 2 | [5 empty] | Simulation Results Senior Only - Rest of Country | [5 empty] | Scenario 2
|  |  |  | Energy use for affected buildings | [11 empty] | Energy use for affected buildings | [11 empty] | Energy use for affected buildings
|  |  |  | Gas Use | Gas Use | Electric Use | Electric Use | change | change | change | change |  |  |  |  | Gas Use | Gas Use | Electric Use | Electric Use | change | change | change | change |  |  |  |  | Gas Use | Gas Use | Electric Use | Electric Use | change | change | change | change
|  | Number of | Number | w/o Rule | w/ Rule | w/o Rule | w/ Rule | gas use | electric use | source energy | emissions |  |  | Number of | Number | w/o Rule | w/ Rule | w/o Rule | w/ Rule | gas use | electric use | source energy | emissions |  |  | Number of | Number | w/o Rule | w/ Rule | w/o Rule | w/ Rule | gas use | electric use | source energy | emissions
Level | Description | Buildings | Affected | (MMBtu) | (MMBtu) | (kWh) | (kWh) | % | % | (MMBtu) | (lbs CO2e) | Level | Description | Buildings | Affected | (MMBtu) | (MMBtu) | (kWh) | (kWh) | % | % | (MMBtu) | (lbs CO2e) | Level | Description | Buildings | Affected | (MMBtu) | (MMBtu) | (kWh) | (kWh) | % | % | (MMBtu) | (lbs CO2e)
NWGF | [11 empty] | NWGF | [11 empty] | NWGF
1 | NWGF 90% | [6 empty] | #DIV/0! | #DIV/0! | 0 | 0 | 1 | NWGF 90% | [6 empty] | #DIV/0! | #DIV/0! | 0 | 0 | 1 | NWGF 90% | [6 empty] | #DIV/0! | #DIV/0! | 0 | 0
2 | NWGF 92% | 1455 | 706 | 36.0558 | 26.8063 | 303.8187 | 1425.5456 | -25.65% | 369.2% | 1.5153 | 178.66 | 2 | NWGF 92% | 794 | 233 | 53.2206 | 42.9074 | 369.8552 | 1121.4794 | -19.38% | 203.2% | -3.4705 | -485.2617 | 2 | NWGF 92% | 661 | 473 | 27.6004 | 18.8749 | 271.2891 | 1028.0209 | -31.61% | 278.9% | -1.6871 | -244.8699
3 | NWGF 95% | [6 empty] | #DIV/0! | #DIV/0! | 0 | 0 | 3 | NWGF 95% | [6 empty] | #DIV/0! | #DIV/0! | 0 | 0 | 3 | NWGF 95% | [6 empty] | #DIV/0! | #DIV/0! | 0 | 0
4 | NWGF 98% | [6 empty] | #DIV/0! | #DIV/0! | 0 | 0 | 4 | NWGF 98% | [6 empty] | #DIV/0! | #DIV/0! | 0 | 0 | 4 | NWGF 98% | [6 empty] | #DIV/0! | #DIV/0! | 0 | 0
Simulation Results Low Income Only | [5 empty] | Scenario 2 | [5 empty] | Simulation Results Low Income Only - North | [5 empty] | Scenario 2 | [5 empty] | Simulation Results Low Income Only - Rest of Country | [5 empty] | Scenario 2
|  |  |  | Energy use for affected buildings | [11 empty] | Energy use for affected buildings | [11 empty] | Energy use for affected buildings
|  |  |  | Gas Use | Gas Use | Electric Use | Electric Use | change | change | change | change |  |  |  |  | Gas Use | Gas Use | Electric Use | Electric Use | change | change | change | change |  |  |  |  | Gas Use | Gas Use | Electric Use | Electric Use | change | change | change | change
|  | Number of | Number | w/o Rule | w/ Rule | w/o Rule | w/ Rule | gas use | electric use | source energy | emissions |  |  | Number of | Number | w/o Rule | w/ Rule | w/o Rule | w/ Rule | gas use | electric use | source energy | emissions |  |  | Number of | Number | w/o Rule | w/ Rule | w/o Rule | w/ Rule | gas use | electric use | source energy | emissions
Level | Description | Buildings | Affected | (MMBtu) | (MMBtu) | (kWh) | (kWh) | % | % | (MMBtu) | (lbs CO2e) | Level | Description | Buildings | Affected | (MMBtu) | (MMBtu) | (kWh) | (kWh) | % | % | (MMBtu) | (lbs CO2e) | Level | Description | Buildings | Affected | (MMBtu) | (MMBtu) | (kWh) | (kWh) | % | % | (MMBtu) | (lbs CO2e)
NWGF | [11 empty] | NWGF | [11 empty] | NWGF
1 | NWGF 90% | [6 empty] | #DIV/0! | #DIV/0! | 0 | 0 | 1 | NWGF 90% | [6 empty] | #DIV/0! | #DIV/0! | 0 | 0 | 1 | NWGF 90% | [6 empty] | #DIV/0! | #DIV/0! | 0 | 0
2 | NWGF 92% | 815 | 431 | 35.4842 | 26.3062 | 296.7285 | 886 | -25.87% | 198.6% | -3.9117 | -541.0468 | 2 | NWGF 92% | 441 | 137 | 56.6576 | 49.3441 | 393.0625 | 622.248 | -12.91% | 58.31% | -5.6022 | -760.783 | 2 | NWGF 92% | 374 | 294 | 25.6177 | 15.5708 | 251.8382 | 1311.5222 | -39.22% | 1517% | 0.0047251 | -23.6434
3 | NWGF 95% | [6 empty] | #DIV/0! | #DIV/0! | 0 | 0 | 3 | NWGF 95% | [6 empty] | #DIV/0! | #DIV/0! | 0 | 0 | 3 | NWGF 95% | [6 empty] | #DIV/0! | #DIV/0! | 0 | 0
4 | NWGF 98% | [6 empty] | #DIV/0! | #DIV/0! | 0 | 0 | 4 | NWGF 98% | [6 empty] | #DIV/0! | #DIV/0! | 0 | 0 | 4 | NWGF 98% | [6 empty] | #DIV/0! | #DIV/0! | 0 | 0

## Scenario 7
Simulation Results NATIONAL - 10000 samples | [5 empty] | Scenario 7 | [5 empty] | Residential - Replacement | [5 empty] | Scenario 7 | [5 empty] | Residential - New | [5 empty] | Scenario 7 | [5 empty] | Commercial - Replacement | [5 empty] | Scenario 7 | [5 empty] | Commercial - New | [5 empty] | Scenario 7
|  |  |  | Energy use for affected buildings | [11 empty] | Energy use for affected buildings | [11 empty] | Energy use for affected buildings | [11 empty] | Energy use for affected buildings | [11 empty] | Energy use for affected buildings
|  |  |  | Gas Use | Gas Use | Electric Use | Electric Use | change | change | change | change |  |  |  |  | Gas Use | Gas Use | Electric Use | Electric Use | change | change | change | change |  |  |  |  | Gas Use | Gas Use | Electric Use | Electric Use | change | change | change | change |  |  |  |  | Gas Use | Gas Use | Electric Use | Electric Use | change | change | change | change |  |  |  |  | Gas Use | Gas Use | Electric Use | Electric Use | change | change | change | change
|  | Number of | Number | w/o Rule | w/ Rule | w/o Rule | w/ Rule | gas use | electric use | source energy | emissions |  |  | Number of | Number | w/o Rule | w/ Rule | w/o Rule | w/ Rule | gas use | electric use | source energy | emissions |  |  | Number of | Number | w/o Rule | w/ Rule | w/o Rule | w/ Rule | gas use | electric use | source energy | emissions |  |  | Number of | Number | w/o Rule | w/ Rule | w/o Rule | w/ Rule | gas use | electric use | source energy | emissions |  |  | Number of | Number | w/o Rule | w/ Rule | w/o Rule | w/ Rule | gas use | electric use | source energy | emissions
Level | Description | Buildings | Affected | (MMBtu) | (MMBtu) | (kWh) | (kWh) | % | % | (MMBtu) | (lbs CO2e) | Level | Description | Buildings | Affected | (MMBtu) | (MMBtu) | (kWh) | (kWh) | % | % | (MMBtu) | (lbs CO2e) | Level | Description | Buildings | Affected | (MMBtu) | (MMBtu) | (kWh) | (kWh) | % | % | (MMBtu) | (lbs CO2e) | Level | Description | Buildings | Affected | (MMBtu) | (MMBtu) | (kWh) | (kWh) | % | % | (MMBtu) | (lbs CO2e) | Level | Description | Buildings | Affected | (MMBtu) | (MMBtu) | (kWh) | (kWh) | % | % | (MMBtu) | (lbs CO2e)
NWGF | [11 empty] | NWGF | [11 empty] | NWGF | [11 empty] | NWGF | [11 empty] | NWGF
1 | NWGF 90% | [6 empty] | #DIV/0! | #DIV/0! | 0 | 0 | 1 | NWGF 90% | [6 empty] | #DIV/0! | #DIV/0! | 0 | 0 | 1 | NWGF 90% | [6 empty] | #DIV/0! | #DIV/0! | 0 | 0 | 1 | NWGF 90% | 211 | 96 | 90.9892 | 81.0943 | 606.3951 | 567.3019 | -10.87% | 647.8% | -11.1896 | -1508.1632 | 1 | NWGF 90% | [6 empty] | #DIV/0! | #DIV/0! | 0 | 0
2 | NWGF 92% | 10000 | 5064 | 36.8947 | 28.3166 | 309.1662 | 973.6006 | -23.25% | 214.9% | -2.4808 | -349.7842 | 2 | NWGF 92% | 7241 | 3709 | 35.0951 | 26.0556 | 299.1582 | 1053.7045 | -25.76% | 252.2% | -2.052 | -294.0255 | 2 | NWGF 92% | 2476 | 1214 | 36.0178 | 29.0157 | 304.5698 | 776.0956 | -19.44% | 154.8% | -2.7573 | -382.6569 | 2 | NWGF 92% | 211 | 108 | 96.3969 | 85.7418 | 638.0784 | 592.5391 | -11.05% | 644.2% | -12.0849 | -1628.7524 | 2 | NWGF 92% | 72 | 33 | 76.6837 | 68.7773 | 526.659 | 483.315 | -10.31% | 665.7% | -9.0661 | -1221.6864
3 | NWGF 95% | [6 empty] | #DIV/0! | #DIV/0! | 0 | 0 | 3 | NWGF 95% | [6 empty] | #DIV/0! | #DIV/0! | 0 | 0 | 3 | NWGF 95% | [6 empty] | #DIV/0! | #DIV/0! | 0 | 0 | 3 | NWGF 95% | 211 | 146 | 86.8984 | 76.6142 | 588.7304 | 529.0101 | -11.83% | 668.4% | -11.8272 | -1593.6785 | 3 | NWGF 95% | [6 empty] | #DIV/0! | #DIV/0! | 0 | 0
4 | NWGF 98% | [6 empty] | #DIV/0! | #DIV/0! | 0 | 0 | 4 | NWGF 98% | [6 empty] | #DIV/0! | #DIV/0! | 0 | 0 | 4 | NWGF 98% | [6 empty] | #DIV/0! | #DIV/0! | 0 | 0 | 4 | NWGF 98% | 211 | 208 | 90.9697 | 79.9979 | 597.7749 | 614.2186 | -12.06% | 647.2% | -11.7893 | -1590.3059 | 4 | NWGF 98% | [6 empty] | #DIV/0! | #DIV/0! | 0 | 0
Simulation Results NORTH | [5 empty] | Scenario 7 | [5 empty] | Residential - North - Replacement | [5 empty] | Scenario 7 | [5 empty] | Residential - North - New | [5 empty] | Scenario 7 | [5 empty] | Commercial - North - Replacement | [5 empty] | Scenario 7 | [5 empty] | Commercial - North - New | [5 empty] | Scenario 7
|  |  |  | Energy use for affected buildings | [11 empty] | Energy use for affected buildings | [11 empty] | Energy use for affected buildings | [11 empty] | Energy use for affected buildings | [11 empty] | Energy use for affected buildings
|  |  |  | Gas Use | Gas Use | Electric Use | Electric Use | change | change | change | change |  |  |  |  | Gas Use | Gas Use | Electric Use | Electric Use | change | change | change | change |  |  |  |  | Gas Use | Gas Use | Electric Use | Electric Use | change | change | change | change |  |  |  |  | Gas Use | Gas Use | Electric Use | Electric Use | change | change | change | change |  |  |  |  | Gas Use | Gas Use | Electric Use | Electric Use | change | change | change | change
|  | Number of | Number | w/o Rule | w/ Rule | w/o Rule | w/ Rule | gas use | electric use | source energy | emissions |  |  | Number of | Number | w/o Rule | w/ Rule | w/o Rule | w/ Rule | gas use | electric use | source energy | emissions |  |  | Number of | Number | w/o Rule | w/ Rule | w/o Rule | w/ Rule | gas use | electric use | source energy | emissions |  |  | Number of | Number | w/o Rule | w/ Rule | w/o Rule | w/ Rule | gas use | electric use | source energy | emissions |  |  | Number of | Number | w/o Rule | w/ Rule | w/o Rule | w/ Rule | gas use | electric use | source energy | emissions
Level | Description | Buildings | Affected | (MMBtu) | (MMBtu) | (kWh) | (kWh) | % | % | (MMBtu) | (lbs CO2e) | Level | Description | Buildings | Affected | (MMBtu) | (MMBtu) | (kWh) | (kWh) | % | % | (MMBtu) | (lbs CO2e) | Level | Description | Buildings | Affected | (MMBtu) | (MMBtu) | (kWh) | (kWh) | % | % | (MMBtu) | (lbs CO2e) | Level | Description | Buildings | Affected | (MMBtu) | (MMBtu) | (kWh) | (kWh) | % | % | (MMBtu) | (lbs CO2e) | Level | Description | Buildings | Affected | (MMBtu) | (MMBtu) | (kWh) | (kWh) | % | % | (MMBtu) | (lbs CO2e)
NWGF | [11 empty] | NWGF | [11 empty] | NWGF | [11 empty] | NWGF | [11 empty] | NWGF
1 | NWGF 90% | [6 empty] | #DIV/0! | #DIV/0! | 0 | 0 | 1 | NWGF 90% | [6 empty] | #DIV/0! | #DIV/0! | 0 | 0 | 1 | NWGF 90% | [6 empty] | #DIV/0! | #DIV/0! | 0 | 0 | 1 | NWGF 90% | 133 | 47 | 115.0719 | 102.4204 | 626.9657 | 619.2707 | -10.99% | -1.227% | -13.8697 | -1870.3228 | 1 | NWGF 90% | [6 empty] | #DIV/0! | #DIV/0! | 0 | 0
2 | NWGF 92% | 5299 | 1740 | 53.5904 | 44.8073 | 372.3476 | 898.7396 | -16.39% | 141.4% | -4.1313 | -569.2244 | 2 | NWGF 92% | 3779 | 1168 | 52.8221 | 44.0463 | 370.1905 | 907.7932 | -16.61% | 145.2% | -4.0075 | -552.7793 | 2 | NWGF 92% | 1341 | 502 | 46.0946 | 37.7903 | 334.0027 | 911.5191 | -18.02% | 172.9% | -3.0808 | -428.7193 | 2 | NWGF 92% | 133 | 56 | 122.971 | 109.9623 | 688.4121 | 669.6472 | -10.58% | -2.726% | -14.3735 | -1938.0154 | 2 | NWGF 92% | 46 | 14 | 108.9454 | 99.2862 | 662.9944 | 601.5461 | -8.866% | -9.268% | -11.1638 | -1504.1644
3 | NWGF 95% | [6 empty] | #DIV/0! | #DIV/0! | 0 | 0 | 3 | NWGF 95% | [6 empty] | #DIV/0! | #DIV/0! | 0 | 0 | 3 | NWGF 95% | [6 empty] | #DIV/0! | #DIV/0! | 0 | 0 | 3 | NWGF 95% | 133 | 76 | 111.8244 | 99.135 | 652.0181 | 602.1585 | -11.35% | -7.647% | -14.3469 | -1933.7193 | 3 | NWGF 95% | [6 empty] | #DIV/0! | #DIV/0! | 0 | 0
4 | NWGF 98% | [6 empty] | #DIV/0! | #DIV/0! | 0 | 0 | 4 | NWGF 98% | [6 empty] | #DIV/0! | #DIV/0! | 0 | 0 | 4 | NWGF 98% | [6 empty] | #DIV/0! | #DIV/0! | 0 | 0 | 4 | NWGF 98% | 133 | 130 | 109.2742 | 96.9496 | 644.4166 | 682.6479 | -11.28% | 5.933% | -13.0385 | -1759.2859 | 4 | NWGF 98% | [6 empty] | #DIV/0! | #DIV/0! | 0 | 0
Simulation Results Rest of Country | [5 empty] | Scenario 7 | [5 empty] | Residential - Rest of Country - Replacement | [5 empty] | Scenario 7 | [5 empty] | Residential - Rest of Country - New | [5 empty] | Scenario 7 | [5 empty] | Commercial - Rest of Country - Replacement | [5 empty] | Scenario 7 | [5 empty] | Commercial - Rest of Country - New | [5 empty] | Scenario 7
|  |  |  | Energy use for affected buildings | [11 empty] | Energy use for affected buildings | [11 empty] | Energy use for affected buildings | [11 empty] | Energy use for affected buildings | [11 empty] | Energy use for affected buildings
|  |  |  | Gas Use | Gas Use | Electric Use | Electric Use | change | change | change | change |  |  |  |  | Gas Use | Gas Use | Electric Use | Electric Use | change | change | change | change |  |  |  |  | Gas Use | Gas Use | Electric Use | Electric Use | change | change | change | change |  |  |  |  | Gas Use | Gas Use | Electric Use | Electric Use | change | change | change | change |  |  |  |  | Gas Use | Gas Use | Electric Use | Electric Use | change | change | change | change
|  | Number of | Number | w/o Rule | w/ Rule | w/o Rule | w/ Rule | gas use | electric use | source energy | emissions |  |  | Number of | Number | w/o Rule | w/ Rule | w/o Rule | w/ Rule | gas use | electric use | source energy | emissions |  |  | Number of | Number | w/o Rule | w/ Rule | w/o Rule | w/ Rule | gas use | electric use | source energy | emissions |  |  | Number of | Number | w/o Rule | w/ Rule | w/o Rule | w/ Rule | gas use | electric use | source energy | emissions |  |  | Number of | Number | w/o Rule | w/ Rule | w/o Rule | w/ Rule | gas use | electric use | source energy | emissions
Level | Description | Buildings | Affected | (MMBtu) | (MMBtu) | (kWh) | (kWh) | % | % | (MMBtu) | (lbs CO2e) | Level | Description | Buildings | Affected | (MMBtu) | (MMBtu) | (kWh) | (kWh) | % | % | (MMBtu) | (lbs CO2e) | Level | Description | Buildings | Affected | (MMBtu) | (MMBtu) | (kWh) | (kWh) | % | % | (MMBtu) | (lbs CO2e) | Level | Description | Buildings | Affected | (MMBtu) | (MMBtu) | (kWh) | (kWh) | % | % | (MMBtu) | (lbs CO2e) | Level | Description | Buildings | Affected | (MMBtu) | (MMBtu) | (kWh) | (kWh) | % | % | (MMBtu) | (lbs CO2e)
NWGF | [11 empty] | NWGF | [11 empty] | NWGF | [11 empty] | NWGF | [11 empty] | NWGF
1 | NWGF 90% | [6 empty] | #DIV/0! | #DIV/0! | 0 | 0 | 1 | NWGF 90% | [6 empty] | #DIV/0! | #DIV/0! | 0 | 0 | 1 | NWGF 90% | [6 empty] | #DIV/0! | #DIV/0! | 0 | 0 | 1 | NWGF 90% | 78 | 49 | 67.8894 | 60.6386 | 586.664 | 517.4543 | -10.68% | -11.8% | -8.6189 | -1160.7857 | 1 | NWGF 90% | [6 empty] | #DIV/0! | #DIV/0! | 0 | 0
2 | NWGF 92% | 4701 | 3324 | 28.1551 | 19.6842 | 276.0929 | 1012.7878 | -30.09% | 266.8% | -1.6167 | -234.9147 | 2 | NWGF 92% | 3462 | 2541 | 26.9467 | 17.786 | 266.5074 | 1120.7743 | -34% | 320.5% | -1.1531 | -175.0864 | 2 | NWGF 92% | 1135 | 712 | 28.9132 | 22.8292 | 283.8179 | 680.6144 | -21.04% | 139.8% | -2.5292 | -350.1803 | 2 | NWGF 92% | 78 | 52 | 67.7785 | 59.6581 | 583.8728 | 509.4995 | -11.98% | -12.74% | -9.6202 | -1295.7 | 2 | NWGF 92% | 26 | 19 | 52.912 | 46.297 | 426.2014 | 396.1973 | -12.5% | -7.04% | -7.5205 | -1013.5447
3 | NWGF 95% | [6 empty] | #DIV/0! | #DIV/0! | 0 | 0 | 3 | NWGF 95% | [6 empty] | #DIV/0! | #DIV/0! | 0 | 0 | 3 | NWGF 95% | [6 empty] | #DIV/0! | #DIV/0! | 0 | 0 | 3 | NWGF 95% | 78 | 70 | 59.8359 | 52.163 | 520.018 | 449.5918 | -12.82% | -13.54% | -9.0915 | -1224.4913 | 3 | NWGF 95% | [6 empty] | #DIV/0! | #DIV/0! | 0 | 0
4 | NWGF 98% | [6 empty] | #DIV/0! | #DIV/0! | 0 | 0 | 4 | NWGF 98% | [6 empty] | #DIV/0! | #DIV/0! | 0 | 0 | 4 | NWGF 98% | [6 empty] | #DIV/0! | #DIV/0! | 0 | 0 | 4 | NWGF 98% | 78 | 78 | 60.4622 | 51.7451 | 520.0389 | 500.1699 | -14.42% | -3.821% | -9.7071 | -1308.6726 | 4 | NWGF 98% | [6 empty] | #DIV/0! | #DIV/0! | 0 | 0
Simulation Results Senior Only | [5 empty] | Scenario 7 | [5 empty] | Simulation Results Senior Only - North | [5 empty] | Scenario 7 | [5 empty] | Simulation Results Senior Only - Rest of Country | [5 empty] | Scenario 7
|  |  |  | Energy use for affected buildings | [11 empty] | Energy use for affected buildings | [11 empty] | Energy use for affected buildings
|  |  |  | Gas Use | Gas Use | Electric Use | Electric Use | change | change | change | change |  |  |  |  | Gas Use | Gas Use | Electric Use | Electric Use | change | change | change | change |  |  |  |  | Gas Use | Gas Use | Electric Use | Electric Use | change | change | change | change
|  | Number of | Number | w/o Rule | w/ Rule | w/o Rule | w/ Rule | gas use | electric use | source energy | emissions |  |  | Number of | Number | w/o Rule | w/ Rule | w/o Rule | w/ Rule | gas use | electric use | source energy | emissions |  |  | Number of | Number | w/o Rule | w/ Rule | w/o Rule | w/ Rule | gas use | electric use | source energy | emissions
Level | Description | Buildings | Affected | (MMBtu) | (MMBtu) | (kWh) | (kWh) | % | % | (MMBtu) | (lbs CO2e) | Level | Description | Buildings | Affected | (MMBtu) | (MMBtu) | (kWh) | (kWh) | % | % | (MMBtu) | (lbs CO2e) | Level | Description | Buildings | Affected | (MMBtu) | (MMBtu) | (kWh) | (kWh) | % | % | (MMBtu) | (lbs CO2e)
NWGF | [11 empty] | NWGF | [11 empty] | NWGF
1 | NWGF 90% | [6 empty] | #DIV/0! | #DIV/0! | 0 | 0 | 1 | NWGF 90% | [6 empty] | #DIV/0! | #DIV/0! | 0 | 0 | 1 | NWGF 90% | [6 empty] | #DIV/0! | #DIV/0! | 0 | 0
2 | NWGF 92% | 1455 | 659 | 37.4733 | 29.4619 | 310.9501 | 1231.3262 | -21.38% | 296% | 0.78321 | 84.5364 | 2 | NWGF 92% | 794 | 226 | 53.5869 | 44.8181 | 370.5222 | 890.7481 | -16.36% | 140.4% | -4.1795 | -575.5742 | 2 | NWGF 92% | 661 | 433 | 29.0629 | 21.4469 | 279.857 | 833.9689 | -26.21% | 198% | -2.5726 | -359.6433
3 | NWGF 95% | [6 empty] | #DIV/0! | #DIV/0! | 0 | 0 | 3 | NWGF 95% | [6 empty] | #DIV/0! | #DIV/0! | 0 | 0 | 3 | NWGF 95% | [6 empty] | #DIV/0! | #DIV/0! | 0 | 0
4 | NWGF 98% | [6 empty] | #DIV/0! | #DIV/0! | 0 | 0 | 4 | NWGF 98% | [6 empty] | #DIV/0! | #DIV/0! | 0 | 0 | 4 | NWGF 98% | [6 empty] | #DIV/0! | #DIV/0! | 0 | 0
Simulation Results Low Income Only | [5 empty] | Scenario 7 | [5 empty] | Simulation Results Low Income Only - North | [5 empty] | Scenario 7 | [5 empty] | Simulation Results Low Income Only - Rest of Country | [5 empty] | Scenario 7
|  |  |  | Energy use for affected buildings | [11 empty] | Energy use for affected buildings | [11 empty] | Energy use for affected buildings
|  |  |  | Gas Use | Gas Use | Electric Use | Electric Use | change | change | change | change |  |  |  |  | Gas Use | Gas Use | Electric Use | Electric Use | change | change | change | change |  |  |  |  | Gas Use | Gas Use | Electric Use | Electric Use | change | change | change | change
|  | Number of | Number | w/o Rule | w/ Rule | w/o Rule | w/ Rule | gas use | electric use | source energy | emissions |  |  | Number of | Number | w/o Rule | w/ Rule | w/o Rule | w/ Rule | gas use | electric use | source energy | emissions |  |  | Number of | Number | w/o Rule | w/ Rule | w/o Rule | w/ Rule | gas use | electric use | source energy | emissions
Level | Description | Buildings | Affected | (MMBtu) | (MMBtu) | (kWh) | (kWh) | % | % | (MMBtu) | (lbs CO2e) | Level | Description | Buildings | Affected | (MMBtu) | (MMBtu) | (kWh) | (kWh) | % | % | (MMBtu) | (lbs CO2e) | Level | Description | Buildings | Affected | (MMBtu) | (MMBtu) | (kWh) | (kWh) | % | % | (MMBtu) | (lbs CO2e)
NWGF | [11 empty] | NWGF | [11 empty] | NWGF
1 | NWGF 90% | [6 empty] | #DIV/0! | #DIV/0! | 0 | 0 | 1 | NWGF 90% | [6 empty] | #DIV/0! | #DIV/0! | 0 | 0 | 1 | NWGF 90% | [6 empty] | #DIV/0! | #DIV/0! | 0 | 0
2 | NWGF 92% | 815 | 419 | 35.8835 | 28.5322 | 298.9831 | 742 | -20.49% | 148.2% | -3.4326 | -473.0849 | 2 | NWGF 92% | 441 | 134 | 56.9707 | 50.8579 | 394.938 | 428.9351 | -10.73% | 8.608% | -6.3115 | -851.9562 | 2 | NWGF 92% | 374 | 285 | 25.9688 | 18.0352 | 253.8675 | 889.4911 | -30.55% | 1308% | -2.076 | -294.5435
3 | NWGF 95% | [6 empty] | #DIV/0! | #DIV/0! | 0 | 0 | 3 | NWGF 95% | [6 empty] | #DIV/0! | #DIV/0! | 0 | 0 | 3 | NWGF 95% | [6 empty] | #DIV/0! | #DIV/0! | 0 | 0
4 | NWGF 98% | [6 empty] | #DIV/0! | #DIV/0! | 0 | 0 | 4 | NWGF 98% | [6 empty] | #DIV/0! | #DIV/0! | 0 | 0 | 4 | NWGF 98% | [6 empty] | #DIV/0! | #DIV/0! | 0 | 0

## Scenario 24
Simulation Results NATIONAL - 10000 samples | [5 empty] | Scenario 24 | [5 empty] | Residential - Replacement | [5 empty] | Scenario 24 | [5 empty] | Residential - New | [5 empty] | Scenario 24 | [5 empty] | Commercial - Replacement | [5 empty] | Scenario 24 | [5 empty] | Commercial - New | [5 empty] | Scenario 24
|  |  |  | Energy use for affected buildings | [11 empty] | Energy use for affected buildings | [11 empty] | Energy use for affected buildings | [11 empty] | Energy use for affected buildings | [11 empty] | Energy use for affected buildings
|  |  |  | Gas Use | Gas Use | Electric Use | Electric Use | change | change | change | change |  |  |  |  | Gas Use | Gas Use | Electric Use | Electric Use | change | change | change | change |  |  |  |  | Gas Use | Gas Use | Electric Use | Electric Use | change | change | change | change |  |  |  |  | Gas Use | Gas Use | Electric Use | Electric Use | change | change | change | change |  |  |  |  | Gas Use | Gas Use | Electric Use | Electric Use | change | change | change | change
|  | Number of | Number | w/o Rule | w/ Rule | w/o Rule | w/ Rule | gas use | electric use | source energy | emissions |  |  | Number of | Number | w/o Rule | w/ Rule | w/o Rule | w/ Rule | gas use | electric use | source energy | emissions |  |  | Number of | Number | w/o Rule | w/ Rule | w/o Rule | w/ Rule | gas use | electric use | source energy | emissions |  |  | Number of | Number | w/o Rule | w/ Rule | w/o Rule | w/ Rule | gas use | electric use | source energy | emissions |  |  | Number of | Number | w/o Rule | w/ Rule | w/o Rule | w/ Rule | gas use | electric use | source energy | emissions
Level | Description | Buildings | Affected | (MMBtu) | (MMBtu) | (kWh) | (kWh) | % | % | (MMBtu) | (lbs CO2e) | Level | Description | Buildings | Affected | (MMBtu) | (MMBtu) | (kWh) | (kWh) | % | % | (MMBtu) | (lbs CO2e) | Level | Description | Buildings | Affected | (MMBtu) | (MMBtu) | (kWh) | (kWh) | % | % | (MMBtu) | (lbs CO2e) | Level | Description | Buildings | Affected | (MMBtu) | (MMBtu) | (kWh) | (kWh) | % | % | (MMBtu) | (lbs CO2e) | Level | Description | Buildings | Affected | (MMBtu) | (MMBtu) | (kWh) | (kWh) | % | % | (MMBtu) | (lbs CO2e)
NWGF | [11 empty] | NWGF | [11 empty] | NWGF | [11 empty] | NWGF | [11 empty] | NWGF
1 | NWGF 90% | [6 empty] | #DIV/0! | #DIV/0! | 0 | 0 | 1 | NWGF 90% | [6 empty] | #DIV/0! | #DIV/0! | 0 | 0 | 1 | NWGF 90% | [6 empty] | #DIV/0! | #DIV/0! | 0 | 0 | 1 | NWGF 90% | 211 | 96 | 90.9892 | 81.0943 | 606.3951 | 567.3019 | -10.87% | 647.8% | -11.1896 | -1508.1632 | 1 | NWGF 90% | [6 empty] | #DIV/0! | #DIV/0! | 0 | 0
2 | NWGF 92% | 10000 | 4402 | 31.8929 | 22.5685 | 277.9064 | 1101.0304 | -29.24% | 296.2% | -1.6535 | -241.8578 | 2 | NWGF 92% | 7241 | 3735 | 29.5808 | 20.6143 | 266.591 | 1056.5009 | -30.31% | 296.3% | -1.6068 | -234.7902 | 2 | NWGF 92% | 2476 | 552 | 40.8155 | 28.7477 | 312.8724 | 1542.0204 | -29.57% | 392.9% | -0.44601 | -88.3132 | 2 | NWGF 92% | 211 | 105 | 60.6212 | 53.3297 | 465.8276 | 419.9636 | -12.03% | 773.5% | -8.4219 | -1134.7403 | 2 | NWGF 92% | 72 | 10 | 101.2648 | 88.3378 | 600.943 | 541.3198 | -12.77% | 580.3% | -14.7068 | -1982.0305
3 | NWGF 95% | [6 empty] | #DIV/0! | #DIV/0! | 0 | 0 | 3 | NWGF 95% | [6 empty] | #DIV/0! | #DIV/0! | 0 | 0 | 3 | NWGF 95% | [6 empty] | #DIV/0! | #DIV/0! | 0 | 0 | 3 | NWGF 95% | 211 | 146 | 86.8984 | 76.6142 | 588.7304 | 529.0101 | -11.83% | 668.4% | -11.8272 | -1593.6785 | 3 | NWGF 95% | [6 empty] | #DIV/0! | #DIV/0! | 0 | 0
4 | NWGF 98% | [6 empty] | #DIV/0! | #DIV/0! | 0 | 0 | 4 | NWGF 98% | [6 empty] | #DIV/0! | #DIV/0! | 0 | 0 | 4 | NWGF 98% | [6 empty] | #DIV/0! | #DIV/0! | 0 | 0 | 4 | NWGF 98% | 211 | 208 | 90.9697 | 79.9979 | 597.7749 | 614.2186 | -12.06% | 647.2% | -11.7893 | -1590.3059 | 4 | NWGF 98% | [6 empty] | #DIV/0! | #DIV/0! | 0 | 0
Simulation Results NORTH | [5 empty] | Scenario 24 | [5 empty] | Residential - North - Replacement | [5 empty] | Scenario 24 | [5 empty] | Residential - North - New | [5 empty] | Scenario 24 | [5 empty] | Commercial - North - Replacement | [5 empty] | Scenario 24 | [5 empty] | Commercial - North - New | [5 empty] | Scenario 24
|  |  |  | Energy use for affected buildings | [11 empty] | Energy use for affected buildings | [11 empty] | Energy use for affected buildings | [11 empty] | Energy use for affected buildings | [11 empty] | Energy use for affected buildings
|  |  |  | Gas Use | Gas Use | Electric Use | Electric Use | change | change | change | change |  |  |  |  | Gas Use | Gas Use | Electric Use | Electric Use | change | change | change | change |  |  |  |  | Gas Use | Gas Use | Electric Use | Electric Use | change | change | change | change |  |  |  |  | Gas Use | Gas Use | Electric Use | Electric Use | change | change | change | change |  |  |  |  | Gas Use | Gas Use | Electric Use | Electric Use | change | change | change | change
|  | Number of | Number | w/o Rule | w/ Rule | w/o Rule | w/ Rule | gas use | electric use | source energy | emissions |  |  | Number of | Number | w/o Rule | w/ Rule | w/o Rule | w/ Rule | gas use | electric use | source energy | emissions |  |  | Number of | Number | w/o Rule | w/ Rule | w/o Rule | w/ Rule | gas use | electric use | source energy | emissions |  |  | Number of | Number | w/o Rule | w/ Rule | w/o Rule | w/ Rule | gas use | electric use | source energy | emissions |  |  | Number of | Number | w/o Rule | w/ Rule | w/o Rule | w/ Rule | gas use | electric use | source energy | emissions
Level | Description | Buildings | Affected | (MMBtu) | (MMBtu) | (kWh) | (kWh) | % | % | (MMBtu) | (lbs CO2e) | Level | Description | Buildings | Affected | (MMBtu) | (MMBtu) | (kWh) | (kWh) | % | % | (MMBtu) | (lbs CO2e) | Level | Description | Buildings | Affected | (MMBtu) | (MMBtu) | (kWh) | (kWh) | % | % | (MMBtu) | (lbs CO2e) | Level | Description | Buildings | Affected | (MMBtu) | (MMBtu) | (kWh) | (kWh) | % | % | (MMBtu) | (lbs CO2e) | Level | Description | Buildings | Affected | (MMBtu) | (MMBtu) | (kWh) | (kWh) | % | % | (MMBtu) | (lbs CO2e)
NWGF | [11 empty] | NWGF | [11 empty] | NWGF | [11 empty] | NWGF | [11 empty] | NWGF
1 | NWGF 90% | [6 empty] | #DIV/0! | #DIV/0! | 0 | 0 | 1 | NWGF 90% | [6 empty] | #DIV/0! | #DIV/0! | 0 | 0 | 1 | NWGF 90% | [6 empty] | #DIV/0! | #DIV/0! | 0 | 0 | 1 | NWGF 90% | 133 | 47 | 115.0719 | 102.4204 | 626.9657 | 619.2707 | -10.99% | -1.227% | -13.8697 | -1870.3228 | 1 | NWGF 90% | [6 empty] | #DIV/0! | #DIV/0! | 0 | 0
2 | NWGF 92% | 5299 | 1599 | 41.9192 | 32.6088 | 307.1242 | 1064.9347 | -22.21% | 246.7% | -2.3134 | -329.3573 | 2 | NWGF 92% | 3779 | 1141 | 39.4786 | 31.3243 | 293.9832 | 895.3711 | -20.66% | 204.6% | -2.6706 | -373.9412 | 2 | NWGF 92% | 1341 | 405 | 44.3308 | 31.751 | 322.5856 | 1624.3452 | -28.38% | 403.5% | -0.25345 | -64.0077 | 2 | NWGF 92% | 133 | 43 | 70.1636 | 61.8142 | 441.8658 | 417.1874 | -11.9% | -5.585% | -9.356 | -1261.21 | 2 | NWGF 92% | 46 | 10 | 101.2648 | 88.3378 | 600.943 | 541.3198 | -12.77% | -9.922% | -14.7068 | -1982.0305
3 | NWGF 95% | [6 empty] | #DIV/0! | #DIV/0! | 0 | 0 | 3 | NWGF 95% | [6 empty] | #DIV/0! | #DIV/0! | 0 | 0 | 3 | NWGF 95% | [6 empty] | #DIV/0! | #DIV/0! | 0 | 0 | 3 | NWGF 95% | 133 | 76 | 111.8244 | 99.135 | 652.0181 | 602.1585 | -11.35% | -7.647% | -14.3469 | -1933.7193 | 3 | NWGF 95% | [6 empty] | #DIV/0! | #DIV/0! | 0 | 0
4 | NWGF 98% | [6 empty] | #DIV/0! | #DIV/0! | 0 | 0 | 4 | NWGF 98% | [6 empty] | #DIV/0! | #DIV/0! | 0 | 0 | 4 | NWGF 98% | [6 empty] | #DIV/0! | #DIV/0! | 0 | 0 | 4 | NWGF 98% | 133 | 130 | 109.2742 | 96.9496 | 644.4166 | 682.6479 | -11.28% | 5.933% | -13.0385 | -1759.2859 | 4 | NWGF 98% | [6 empty] | #DIV/0! | #DIV/0! | 0 | 0
Simulation Results Rest of Country | [5 empty] | Scenario 24 | [5 empty] | Residential - Rest of Country - Replacement | [5 empty] | Scenario 24 | [5 empty] | Residential - Rest of Country - New | [5 empty] | Scenario 24 | [5 empty] | Commercial - Rest of Country - Replacement | [5 empty] | Scenario 24 | [5 empty] | Commercial - Rest of Country - New | [5 empty] | Scenario 24
|  |  |  | Energy use for affected buildings | [11 empty] | Energy use for affected buildings | [11 empty] | Energy use for affected buildings | [11 empty] | Energy use for affected buildings | [11 empty] | Energy use for affected buildings
|  |  |  | Gas Use | Gas Use | Electric Use | Electric Use | change | change | change | change |  |  |  |  | Gas Use | Gas Use | Electric Use | Electric Use | change | change | change | change |  |  |  |  | Gas Use | Gas Use | Electric Use | Electric Use | change | change | change | change |  |  |  |  | Gas Use | Gas Use | Electric Use | Electric Use | change | change | change | change |  |  |  |  | Gas Use | Gas Use | Electric Use | Electric Use | change | change | change | change
|  | Number of | Number | w/o Rule | w/ Rule | w/o Rule | w/ Rule | gas use | electric use | source energy | emissions |  |  | Number of | Number | w/o Rule | w/ Rule | w/o Rule | w/ Rule | gas use | electric use | source energy | emissions |  |  | Number of | Number | w/o Rule | w/ Rule | w/o Rule | w/ Rule | gas use | electric use | source energy | emissions |  |  | Number of | Number | w/o Rule | w/ Rule | w/o Rule | w/ Rule | gas use | electric use | source energy | emissions |  |  | Number of | Number | w/o Rule | w/ Rule | w/o Rule | w/ Rule | gas use | electric use | source energy | emissions
Level | Description | Buildings | Affected | (MMBtu) | (MMBtu) | (kWh) | (kWh) | % | % | (MMBtu) | (lbs CO2e) | Level | Description | Buildings | Affected | (MMBtu) | (MMBtu) | (kWh) | (kWh) | % | % | (MMBtu) | (lbs CO2e) | Level | Description | Buildings | Affected | (MMBtu) | (MMBtu) | (kWh) | (kWh) | % | % | (MMBtu) | (lbs CO2e) | Level | Description | Buildings | Affected | (MMBtu) | (MMBtu) | (kWh) | (kWh) | % | % | (MMBtu) | (lbs CO2e) | Level | Description | Buildings | Affected | (MMBtu) | (MMBtu) | (kWh) | (kWh) | % | % | (MMBtu) | (lbs CO2e)
NWGF | [11 empty] | NWGF | [11 empty] | NWGF | [11 empty] | NWGF | [11 empty] | NWGF
1 | NWGF 90% | [6 empty] | #DIV/0! | #DIV/0! | 0 | 0 | 1 | NWGF 90% | [6 empty] | #DIV/0! | #DIV/0! | 0 | 0 | 1 | NWGF 90% | [6 empty] | #DIV/0! | #DIV/0! | 0 | 0 | 1 | NWGF 90% | 78 | 49 | 67.8894 | 60.6386 | 586.664 | 517.4543 | -10.68% | -11.8% | -8.6189 | -1160.7857 | 1 | NWGF 90% | [6 empty] | #DIV/0! | #DIV/0! | 0 | 0
2 | NWGF 92% | 4701 | 2803 | 26.1733 | 16.8408 | 261.2389 | 1121.6215 | -35.66% | 329.3% | -1.2771 | -191.9429 | 2 | NWGF 92% | 3462 | 2594 | 25.2272 | 15.9034 | 254.5422 | 1127.3757 | -36.96% | 342.9% | -1.1388 | -173.583 | 2 | NWGF 92% | 1135 | 147 | 31.1306 | 20.4736 | 286.1116 | 1315.2074 | -34.23% | 359.7% | -0.97653 | -155.2774 | 2 | NWGF 92% | 78 | 62 | 54.0031 | 47.4454 | 482.4463 | 421.8891 | -12.14% | -12.55% | -7.774 | -1047.0274 | 2 | NWGF 92% | 26 | 0 | #DIV/0! | #DIV/0! | #DIV/0! | #DIV/0! | #DIV/0! | #DIV/0! | #DIV/0! | #DIV/0!
3 | NWGF 95% | [6 empty] | #DIV/0! | #DIV/0! | 0 | 0 | 3 | NWGF 95% | [6 empty] | #DIV/0! | #DIV/0! | 0 | 0 | 3 | NWGF 95% | [6 empty] | #DIV/0! | #DIV/0! | 0 | 0 | 3 | NWGF 95% | 78 | 70 | 59.8359 | 52.163 | 520.018 | 449.5918 | -12.82% | -13.54% | -9.0915 | -1224.4913 | 3 | NWGF 95% | [6 empty] | #DIV/0! | #DIV/0! | 0 | 0
4 | NWGF 98% | [6 empty] | #DIV/0! | #DIV/0! | 0 | 0 | 4 | NWGF 98% | [6 empty] | #DIV/0! | #DIV/0! | 0 | 0 | 4 | NWGF 98% | [6 empty] | #DIV/0! | #DIV/0! | 0 | 0 | 4 | NWGF 98% | 78 | 78 | 60.4622 | 51.7451 | 520.0389 | 500.1699 | -14.42% | -3.821% | -9.7071 | -1308.6726 | 4 | NWGF 98% | [6 empty] | #DIV/0! | #DIV/0! | 0 | 0
Simulation Results Senior Only | [5 empty] | Scenario 24 | [5 empty] | Simulation Results Senior Only - North | [5 empty] | Scenario 24 | [5 empty] | Simulation Results Senior Only - Rest of Country | [5 empty] | Scenario 24
|  |  |  | Energy use for affected buildings | [11 empty] | Energy use for affected buildings | [11 empty] | Energy use for affected buildings
|  |  |  | Gas Use | Gas Use | Electric Use | Electric Use | change | change | change | change |  |  |  |  | Gas Use | Gas Use | Electric Use | Electric Use | change | change | change | change |  |  |  |  | Gas Use | Gas Use | Electric Use | Electric Use | change | change | change | change
|  | Number of | Number | w/o Rule | w/ Rule | w/o Rule | w/ Rule | gas use | electric use | source energy | emissions |  |  | Number of | Number | w/o Rule | w/ Rule | w/o Rule | w/ Rule | gas use | electric use | source energy | emissions |  |  | Number of | Number | w/o Rule | w/ Rule | w/o Rule | w/ Rule | gas use | electric use | source energy | emissions
Level | Description | Buildings | Affected | (MMBtu) | (MMBtu) | (kWh) | (kWh) | % | % | (MMBtu) | (lbs CO2e) | Level | Description | Buildings | Affected | (MMBtu) | (MMBtu) | (kWh) | (kWh) | % | % | (MMBtu) | (lbs CO2e) | Level | Description | Buildings | Affected | (MMBtu) | (MMBtu) | (kWh) | (kWh) | % | % | (MMBtu) | (lbs CO2e)
NWGF | [11 empty] | NWGF | [11 empty] | NWGF
1 | NWGF 90% | [6 empty] | #DIV/0! | #DIV/0! | 0 | 0 | 1 | NWGF 90% | [6 empty] | #DIV/0! | #DIV/0! | 0 | 0 | 1 | NWGF 90% | [6 empty] | #DIV/0! | #DIV/0! | 0 | 0
2 | NWGF 92% | 1455 | 568 | 30.5374 | 21.9492 | 271.8293 | 1345.0483 | -28.12% | 394.8% | 1.7347 | 209.3499 | 2 | NWGF 92% | 794 | 177 | 39.8264 | 31.4948 | 299.6478 | 1002.9686 | -20.92% | 234.7% | -1.81 | -260.2145 | 2 | NWGF 92% | 661 | 391 | 26.3323 | 17.628 | 259.2362 | 1028.7738 | -33.06% | 296.8% | -1.5316 | -224.1914
3 | NWGF 95% | [6 empty] | #DIV/0! | #DIV/0! | 0 | 0 | 3 | NWGF 95% | [6 empty] | #DIV/0! | #DIV/0! | 0 | 0 | 3 | NWGF 95% | [6 empty] | #DIV/0! | #DIV/0! | 0 | 0
4 | NWGF 98% | [6 empty] | #DIV/0! | #DIV/0! | 0 | 0 | 4 | NWGF 98% | [6 empty] | #DIV/0! | #DIV/0! | 0 | 0 | 4 | NWGF 98% | [6 empty] | #DIV/0! | #DIV/0! | 0 | 0
Simulation Results Low Income Only | [5 empty] | Scenario 24 | [5 empty] | Simulation Results Low Income Only - North | [5 empty] | Scenario 24 | [5 empty] | Simulation Results Low Income Only - Rest of Country | [5 empty] | Scenario 24
|  |  |  | Energy use for affected buildings | [11 empty] | Energy use for affected buildings | [11 empty] | Energy use for affected buildings
|  |  |  | Gas Use | Gas Use | Electric Use | Electric Use | change | change | change | change |  |  |  |  | Gas Use | Gas Use | Electric Use | Electric Use | change | change | change | change |  |  |  |  | Gas Use | Gas Use | Electric Use | Electric Use | change | change | change | change
|  | Number of | Number | w/o Rule | w/ Rule | w/o Rule | w/ Rule | gas use | electric use | source energy | emissions |  |  | Number of | Number | w/o Rule | w/ Rule | w/o Rule | w/ Rule | gas use | electric use | source energy | emissions |  |  | Number of | Number | w/o Rule | w/ Rule | w/o Rule | w/ Rule | gas use | electric use | source energy | emissions
Level | Description | Buildings | Affected | (MMBtu) | (MMBtu) | (kWh) | (kWh) | % | % | (MMBtu) | (lbs CO2e) | Level | Description | Buildings | Affected | (MMBtu) | (MMBtu) | (kWh) | (kWh) | % | % | (MMBtu) | (lbs CO2e) | Level | Description | Buildings | Affected | (MMBtu) | (MMBtu) | (kWh) | (kWh) | % | % | (MMBtu) | (lbs CO2e)
NWGF | [11 empty] | NWGF | [11 empty] | NWGF
1 | NWGF 90% | [6 empty] | #DIV/0! | #DIV/0! | 0 | 0 | 1 | NWGF 90% | [6 empty] | #DIV/0! | #DIV/0! | 0 | 0 | 1 | NWGF 90% | [6 empty] | #DIV/0! | #DIV/0! | 0 | 0
2 | NWGF 92% | 815 | 377 | 29.185 | 19.3813 | 259.0834 | 839 | -33.59% | 223.8% | -4.6904 | -645.8479 | 2 | NWGF 92% | 441 | 112 | 40.5722 | 32.4612 | 298.7487 | 893.5596 | -19.99% | 199.1% | -2.6913 | -376.5886 | 2 | NWGF 92% | 374 | 265 | 24.3723 | 13.8532 | 242.3193 | 1319.4777 | -43.16% | 1649% | -0.32935 | -69.0975
3 | NWGF 95% | [6 empty] | #DIV/0! | #DIV/0! | 0 | 0 | 3 | NWGF 95% | [6 empty] | #DIV/0! | #DIV/0! | 0 | 0 | 3 | NWGF 95% | [6 empty] | #DIV/0! | #DIV/0! | 0 | 0
4 | NWGF 98% | [6 empty] | #DIV/0! | #DIV/0! | 0 | 0 | 4 | NWGF 98% | [6 empty] | #DIV/0! | #DIV/0! | 0 | 0 | 4 | NWGF 98% | [6 empty] | #DIV/0! | #DIV/0! | 0 | 0

## Scenario 28
Simulation Results NATIONAL - 10000 samples | [5 empty] | Scenario 28 | [5 empty] | Residential - Replacement | [5 empty] | Scenario 28 | [5 empty] | Residential - New | [5 empty] | Scenario 28 | [5 empty] | Commercial - Replacement | [5 empty] | Scenario 28 | [5 empty] | Commercial - New | [5 empty] | Scenario 28
|  |  |  | Energy use for affected buildings | [11 empty] | Energy use for affected buildings | [11 empty] | Energy use for affected buildings | [11 empty] | Energy use for affected buildings | [11 empty] | Energy use for affected buildings
|  |  |  | Gas Use | Gas Use | Electric Use | Electric Use | change | change | change | change |  |  |  |  | Gas Use | Gas Use | Electric Use | Electric Use | change | change | change | change |  |  |  |  | Gas Use | Gas Use | Electric Use | Electric Use | change | change | change | change |  |  |  |  | Gas Use | Gas Use | Electric Use | Electric Use | change | change | change | change |  |  |  |  | Gas Use | Gas Use | Electric Use | Electric Use | change | change | change | change
|  | Number of | Number | w/o Rule | w/ Rule | w/o Rule | w/ Rule | gas use | electric use | source energy | emissions |  |  | Number of | Number | w/o Rule | w/ Rule | w/o Rule | w/ Rule | gas use | electric use | source energy | emissions |  |  | Number of | Number | w/o Rule | w/ Rule | w/o Rule | w/ Rule | gas use | electric use | source energy | emissions |  |  | Number of | Number | w/o Rule | w/ Rule | w/o Rule | w/ Rule | gas use | electric use | source energy | emissions |  |  | Number of | Number | w/o Rule | w/ Rule | w/o Rule | w/ Rule | gas use | electric use | source energy | emissions
Level | Description | Buildings | Affected | (MMBtu) | (MMBtu) | (kWh) | (kWh) | % | % | (MMBtu) | (lbs CO2e) | Level | Description | Buildings | Affected | (MMBtu) | (MMBtu) | (kWh) | (kWh) | % | % | (MMBtu) | (lbs CO2e) | Level | Description | Buildings | Affected | (MMBtu) | (MMBtu) | (kWh) | (kWh) | % | % | (MMBtu) | (lbs CO2e) | Level | Description | Buildings | Affected | (MMBtu) | (MMBtu) | (kWh) | (kWh) | % | % | (MMBtu) | (lbs CO2e) | Level | Description | Buildings | Affected | (MMBtu) | (MMBtu) | (kWh) | (kWh) | % | % | (MMBtu) | (lbs CO2e)
NWGF | [11 empty] | NWGF | [11 empty] | NWGF | [11 empty] | NWGF | [11 empty] | NWGF
1 | NWGF 90% | [6 empty] | #DIV/0! | #DIV/0! | 0 | 0 | 1 | NWGF 90% | [6 empty] | #DIV/0! | #DIV/0! | 0 | 0 | 1 | NWGF 90% | [6 empty] | #DIV/0! | #DIV/0! | 0 | 0 | 1 | NWGF 90% | 211 | 96 | 90.9892 | 81.0943 | 606.3951 | 567.3019 | -10.87% | 647.8% | -11.1896 | -1508.1632 | 1 | NWGF 90% | [6 empty] | #DIV/0! | #DIV/0! | 0 | 0
2 | NWGF 92% | 10000 | 4622 | 37.916 | 28.2114 | 310.939 | 1144.9216 | -25.59% | 268.2% | -1.9556 | -282.8457 | 2 | NWGF 92% | 7241 | 3897 | 35.6174 | 26.1335 | 300.6718 | 1125.3954 | -26.63% | 274.3% | -1.8108 | -263.1106 | 2 | NWGF 92% | 2476 | 612 | 42.0518 | 31.153 | 318.2412 | 1373.7337 | -25.92% | 331.7% | -0.96716 | -154.6178 | 2 | NWGF 92% | 211 | 103 | 94.5312 | 83.7012 | 629.0841 | 583.7537 | -11.46% | 651.6% | -12.2734 | -1654.1805 | 2 | NWGF 92% | 72 | 10 | 97.4393 | 86.4332 | 588.2818 | 531.0357 | -11.3% | 580.6% | -12.5885 | -1696.4071
3 | NWGF 95% | [6 empty] | #DIV/0! | #DIV/0! | 0 | 0 | 3 | NWGF 95% | [6 empty] | #DIV/0! | #DIV/0! | 0 | 0 | 3 | NWGF 95% | [6 empty] | #DIV/0! | #DIV/0! | 0 | 0 | 3 | NWGF 95% | 211 | 146 | 86.8984 | 76.6142 | 588.7304 | 529.0101 | -11.83% | 668.4% | -11.8272 | -1593.6785 | 3 | NWGF 95% | [6 empty] | #DIV/0! | #DIV/0! | 0 | 0
4 | NWGF 98% | [6 empty] | #DIV/0! | #DIV/0! | 0 | 0 | 4 | NWGF 98% | [6 empty] | #DIV/0! | #DIV/0! | 0 | 0 | 4 | NWGF 98% | [6 empty] | #DIV/0! | #DIV/0! | 0 | 0 | 4 | NWGF 98% | 211 | 208 | 90.9697 | 79.9979 | 597.7749 | 614.2186 | -12.06% | 647.2% | -11.7893 | -1590.3059 | 4 | NWGF 98% | [6 empty] | #DIV/0! | #DIV/0! | 0 | 0
Simulation Results NORTH | [5 empty] | Scenario 28 | [5 empty] | Residential - North - Replacement | [5 empty] | Scenario 28 | [5 empty] | Residential - North - New | [5 empty] | Scenario 28 | [5 empty] | Commercial - North - Replacement | [5 empty] | Scenario 28 | [5 empty] | Commercial - North - New | [5 empty] | Scenario 28
|  |  |  | Energy use for affected buildings | [11 empty] | Energy use for affected buildings | [11 empty] | Energy use for affected buildings | [11 empty] | Energy use for affected buildings | [11 empty] | Energy use for affected buildings
|  |  |  | Gas Use | Gas Use | Electric Use | Electric Use | change | change | change | change |  |  |  |  | Gas Use | Gas Use | Electric Use | Electric Use | change | change | change | change |  |  |  |  | Gas Use | Gas Use | Electric Use | Electric Use | change | change | change | change |  |  |  |  | Gas Use | Gas Use | Electric Use | Electric Use | change | change | change | change |  |  |  |  | Gas Use | Gas Use | Electric Use | Electric Use | change | change | change | change
|  | Number of | Number | w/o Rule | w/ Rule | w/o Rule | w/ Rule | gas use | electric use | source energy | emissions |  |  | Number of | Number | w/o Rule | w/ Rule | w/o Rule | w/ Rule | gas use | electric use | source energy | emissions |  |  | Number of | Number | w/o Rule | w/ Rule | w/o Rule | w/ Rule | gas use | electric use | source energy | emissions |  |  | Number of | Number | w/o Rule | w/ Rule | w/o Rule | w/ Rule | gas use | electric use | source energy | emissions |  |  | Number of | Number | w/o Rule | w/ Rule | w/o Rule | w/ Rule | gas use | electric use | source energy | emissions
Level | Description | Buildings | Affected | (MMBtu) | (MMBtu) | (kWh) | (kWh) | % | % | (MMBtu) | (lbs CO2e) | Level | Description | Buildings | Affected | (MMBtu) | (MMBtu) | (kWh) | (kWh) | % | % | (MMBtu) | (lbs CO2e) | Level | Description | Buildings | Affected | (MMBtu) | (MMBtu) | (kWh) | (kWh) | % | % | (MMBtu) | (lbs CO2e) | Level | Description | Buildings | Affected | (MMBtu) | (MMBtu) | (kWh) | (kWh) | % | % | (MMBtu) | (lbs CO2e) | Level | Description | Buildings | Affected | (MMBtu) | (MMBtu) | (kWh) | (kWh) | % | % | (MMBtu) | (lbs CO2e)
NWGF | [11 empty] | NWGF | [11 empty] | NWGF | [11 empty] | NWGF | [11 empty] | NWGF
1 | NWGF 90% | [6 empty] | #DIV/0! | #DIV/0! | 0 | 0 | 1 | NWGF 90% | [6 empty] | #DIV/0! | #DIV/0! | 0 | 0 | 1 | NWGF 90% | [6 empty] | #DIV/0! | #DIV/0! | 0 | 0 | 1 | NWGF 90% | 133 | 47 | 115.0719 | 102.4204 | 626.9657 | 619.2707 | -10.99% | -1.227% | -13.8697 | -1870.3228 | 1 | NWGF 90% | [6 empty] | #DIV/0! | #DIV/0! | 0 | 0
2 | NWGF 92% | 5299 | 1835 | 53.0009 | 43.1895 | 367.2976 | 1070.7927 | -18.51% | 191.5% | -3.4211 | -477.4951 | 2 | NWGF 92% | 3779 | 1306 | 52.6033 | 43.4097 | 367.053 | 974.3974 | -17.48% | 165.5% | -3.7418 | -518.541 | 2 | NWGF 92% | 1341 | 467 | 45.5387 | 34.4448 | 328.7271 | 1397.8056 | -24.36% | 325.2% | -1.0394 | -164.674 | 2 | NWGF 92% | 133 | 52 | 121.4577 | 107.8786 | 677.3363 | 658.7715 | -11.18% | -2.741% | -14.9931 | -2021.5816 | 2 | NWGF 92% | 46 | 10 | 97.4393 | 86.4332 | 588.2818 | 531.0357 | -11.3% | -9.731% | -12.5885 | -1696.4071
3 | NWGF 95% | [6 empty] | #DIV/0! | #DIV/0! | 0 | 0 | 3 | NWGF 95% | [6 empty] | #DIV/0! | #DIV/0! | 0 | 0 | 3 | NWGF 95% | [6 empty] | #DIV/0! | #DIV/0! | 0 | 0 | 3 | NWGF 95% | 133 | 76 | 111.8244 | 99.135 | 652.0181 | 602.1585 | -11.35% | -7.647% | -14.3469 | -1933.7193 | 3 | NWGF 95% | [6 empty] | #DIV/0! | #DIV/0! | 0 | 0
4 | NWGF 98% | [6 empty] | #DIV/0! | #DIV/0! | 0 | 0 | 4 | NWGF 98% | [6 empty] | #DIV/0! | #DIV/0! | 0 | 0 | 4 | NWGF 98% | [6 empty] | #DIV/0! | #DIV/0! | 0 | 0 | 4 | NWGF 98% | 133 | 130 | 109.2742 | 96.9496 | 644.4166 | 682.6479 | -11.28% | 5.933% | -13.0385 | -1759.2859 | 4 | NWGF 98% | [6 empty] | #DIV/0! | #DIV/0! | 0 | 0
Simulation Results Rest of Country | [5 empty] | Scenario 28 | [5 empty] | Residential - Rest of Country - Replacement | [5 empty] | Scenario 28 | [5 empty] | Residential - Rest of Country - New | [5 empty] | Scenario 28 | [5 empty] | Commercial - Rest of Country - Replacement | [5 empty] | Scenario 28 | [5 empty] | Commercial - Rest of Country - New | [5 empty] | Scenario 28
|  |  |  | Energy use for affected buildings | [11 empty] | Energy use for affected buildings | [11 empty] | Energy use for affected buildings | [11 empty] | Energy use for affected buildings | [11 empty] | Energy use for affected buildings
|  |  |  | Gas Use | Gas Use | Electric Use | Electric Use | change | change | change | change |  |  |  |  | Gas Use | Gas Use | Electric Use | Electric Use | change | change | change | change |  |  |  |  | Gas Use | Gas Use | Electric Use | Electric Use | change | change | change | change |  |  |  |  | Gas Use | Gas Use | Electric Use | Electric Use | change | change | change | change |  |  |  |  | Gas Use | Gas Use | Electric Use | Electric Use | change | change | change | change
|  | Number of | Number | w/o Rule | w/ Rule | w/o Rule | w/ Rule | gas use | electric use | source energy | emissions |  |  | Number of | Number | w/o Rule | w/ Rule | w/o Rule | w/ Rule | gas use | electric use | source energy | emissions |  |  | Number of | Number | w/o Rule | w/ Rule | w/o Rule | w/ Rule | gas use | electric use | source energy | emissions |  |  | Number of | Number | w/o Rule | w/ Rule | w/o Rule | w/ Rule | gas use | electric use | source energy | emissions |  |  | Number of | Number | w/o Rule | w/ Rule | w/o Rule | w/ Rule | gas use | electric use | source energy | emissions
Level | Description | Buildings | Affected | (MMBtu) | (MMBtu) | (kWh) | (kWh) | % | % | (MMBtu) | (lbs CO2e) | Level | Description | Buildings | Affected | (MMBtu) | (MMBtu) | (kWh) | (kWh) | % | % | (MMBtu) | (lbs CO2e) | Level | Description | Buildings | Affected | (MMBtu) | (MMBtu) | (kWh) | (kWh) | % | % | (MMBtu) | (lbs CO2e) | Level | Description | Buildings | Affected | (MMBtu) | (MMBtu) | (kWh) | (kWh) | % | % | (MMBtu) | (lbs CO2e) | Level | Description | Buildings | Affected | (MMBtu) | (MMBtu) | (kWh) | (kWh) | % | % | (MMBtu) | (lbs CO2e)
NWGF | [11 empty] | NWGF | [11 empty] | NWGF | [11 empty] | NWGF | [11 empty] | NWGF
1 | NWGF 90% | [6 empty] | #DIV/0! | #DIV/0! | 0 | 0 | 1 | NWGF 90% | [6 empty] | #DIV/0! | #DIV/0! | 0 | 0 | 1 | NWGF 90% | [6 empty] | #DIV/0! | #DIV/0! | 0 | 0 | 1 | NWGF 90% | 78 | 49 | 67.8894 | 60.6386 | 586.664 | 517.4543 | -10.68% | -11.8% | -8.6189 | -1160.7857 | 1 | NWGF 90% | [6 empty] | #DIV/0! | #DIV/0! | 0 | 0
2 | NWGF 92% | 4701 | 2787 | 27.9839 | 18.3496 | 273.8318 | 1193.7291 | -34.43% | 335.9% | -0.9907 | -154.6858 | 2 | NWGF 92% | 3462 | 2591 | 27.0556 | 17.4253 | 267.2122 | 1201.5063 | -35.59% | 349.6% | -0.83754 | -134.3604 | 2 | NWGF 92% | 1135 | 145 | 30.8216 | 20.5514 | 284.4694 | 1296.2054 | -33.32% | 355.7% | -0.73444 | -122.2297 | 2 | NWGF 92% | 78 | 51 | 67.0768 | 59.0497 | 579.8858 | 507.2649 | -11.97% | -12.52% | -9.5003 | -1279.5755 | 2 | NWGF 92% | 26 | 0 | #DIV/0! | #DIV/0! | #DIV/0! | #DIV/0! | #DIV/0! | #DIV/0! | #DIV/0! | #DIV/0!
3 | NWGF 95% | [6 empty] | #DIV/0! | #DIV/0! | 0 | 0 | 3 | NWGF 95% | [6 empty] | #DIV/0! | #DIV/0! | 0 | 0 | 3 | NWGF 95% | [6 empty] | #DIV/0! | #DIV/0! | 0 | 0 | 3 | NWGF 95% | 78 | 70 | 59.8359 | 52.163 | 520.018 | 449.5918 | -12.82% | -13.54% | -9.0915 | -1224.4913 | 3 | NWGF 95% | [6 empty] | #DIV/0! | #DIV/0! | 0 | 0
4 | NWGF 98% | [6 empty] | #DIV/0! | #DIV/0! | 0 | 0 | 4 | NWGF 98% | [6 empty] | #DIV/0! | #DIV/0! | 0 | 0 | 4 | NWGF 98% | [6 empty] | #DIV/0! | #DIV/0! | 0 | 0 | 4 | NWGF 98% | 78 | 78 | 60.4622 | 51.7451 | 520.0389 | 500.1699 | -14.42% | -3.821% | -9.7071 | -1308.6726 | 4 | NWGF 98% | [6 empty] | #DIV/0! | #DIV/0! | 0 | 0
Simulation Results Senior Only | [5 empty] | Scenario 28 | [5 empty] | Simulation Results Senior Only - North | [5 empty] | Scenario 28 | [5 empty] | Simulation Results Senior Only - Rest of Country | [5 empty] | Scenario 28
|  |  |  | Energy use for affected buildings | [11 empty] | Energy use for affected buildings | [11 empty] | Energy use for affected buildings
|  |  |  | Gas Use | Gas Use | Electric Use | Electric Use | change | change | change | change |  |  |  |  | Gas Use | Gas Use | Electric Use | Electric Use | change | change | change | change |  |  |  |  | Gas Use | Gas Use | Electric Use | Electric Use | change | change | change | change
|  | Number of | Number | w/o Rule | w/ Rule | w/o Rule | w/ Rule | gas use | electric use | source energy | emissions |  |  | Number of | Number | w/o Rule | w/ Rule | w/o Rule | w/ Rule | gas use | electric use | source energy | emissions |  |  | Number of | Number | w/o Rule | w/ Rule | w/o Rule | w/ Rule | gas use | electric use | source energy | emissions
Level | Description | Buildings | Affected | (MMBtu) | (MMBtu) | (kWh) | (kWh) | % | % | (MMBtu) | (lbs CO2e) | Level | Description | Buildings | Affected | (MMBtu) | (MMBtu) | (kWh) | (kWh) | % | % | (MMBtu) | (lbs CO2e) | Level | Description | Buildings | Affected | (MMBtu) | (MMBtu) | (kWh) | (kWh) | % | % | (MMBtu) | (lbs CO2e)
NWGF | [11 empty] | NWGF | [11 empty] | NWGF
1 | NWGF 90% | [6 empty] | #DIV/0! | #DIV/0! | 0 | 0 | 1 | NWGF 90% | [6 empty] | #DIV/0! | #DIV/0! | 0 | 0 | 1 | NWGF 90% | [6 empty] | #DIV/0! | #DIV/0! | 0 | 0
2 | NWGF 92% | 1455 | 635 | 38.0921 | 29.0635 | 308.7395 | 1398.7419 | -23.7% | 353% | 1.4281 | 167.617 | 2 | NWGF 92% | 794 | 243 | 54.6752 | 45.0354 | 372.1309 | 1061.9114 | -17.63% | 185.4% | -3.3759 | -471.0926 | 2 | NWGF 92% | 661 | 392 | 27.8123 | 19.1625 | 269.4432 | 998.6309 | -31.1% | 270.6% | -1.8893 | -271.5095
3 | NWGF 95% | [6 empty] | #DIV/0! | #DIV/0! | 0 | 0 | 3 | NWGF 95% | [6 empty] | #DIV/0! | #DIV/0! | 0 | 0 | 3 | NWGF 95% | [6 empty] | #DIV/0! | #DIV/0! | 0 | 0
4 | NWGF 98% | [6 empty] | #DIV/0! | #DIV/0! | 0 | 0 | 4 | NWGF 98% | [6 empty] | #DIV/0! | #DIV/0! | 0 | 0 | 4 | NWGF 98% | [6 empty] | #DIV/0! | #DIV/0! | 0 | 0
Simulation Results Low Income Only | [5 empty] | Scenario 28 | [5 empty] | Simulation Results Low Income Only - North | [5 empty] | Scenario 28 | [5 empty] | Simulation Results Low Income Only - Rest of Country | [5 empty] | Scenario 28
|  |  |  | Energy use for affected buildings | [11 empty] | Energy use for affected buildings | [11 empty] | Energy use for affected buildings
|  |  |  | Gas Use | Gas Use | Electric Use | Electric Use | change | change | change | change |  |  |  |  | Gas Use | Gas Use | Electric Use | Electric Use | change | change | change | change |  |  |  |  | Gas Use | Gas Use | Electric Use | Electric Use | change | change | change | change
|  | Number of | Number | w/o Rule | w/ Rule | w/o Rule | w/ Rule | gas use | electric use | source energy | emissions |  |  | Number of | Number | w/o Rule | w/ Rule | w/o Rule | w/ Rule | gas use | electric use | source energy | emissions |  |  | Number of | Number | w/o Rule | w/ Rule | w/o Rule | w/ Rule | gas use | electric use | source energy | emissions
Level | Description | Buildings | Affected | (MMBtu) | (MMBtu) | (kWh) | (kWh) | % | % | (MMBtu) | (lbs CO2e) | Level | Description | Buildings | Affected | (MMBtu) | (MMBtu) | (kWh) | (kWh) | % | % | (MMBtu) | (lbs CO2e) | Level | Description | Buildings | Affected | (MMBtu) | (MMBtu) | (kWh) | (kWh) | % | % | (MMBtu) | (lbs CO2e)
NWGF | [11 empty] | NWGF | [11 empty] | NWGF
1 | NWGF 90% | [6 empty] | #DIV/0! | #DIV/0! | 0 | 0 | 1 | NWGF 90% | [6 empty] | #DIV/0! | #DIV/0! | 0 | 0 | 1 | NWGF 90% | [6 empty] | #DIV/0! | #DIV/0! | 0 | 0
2 | NWGF 92% | 815 | 425 | 37.7339 | 28.6493 | 306.4892 | 744 | -24.08% | 142.7% | -5.3788 | -735.4259 | 2 | NWGF 92% | 441 | 161 | 57.1121 | 50.4283 | 395.6265 | 566.2014 | -11.7% | 43.12% | -5.5218 | -748.5907 | 2 | NWGF 92% | 374 | 264 | 25.9161 | 15.3674 | 252.129 | 1373.5214 | -40.7% | 1541% | 0.095815 | -12.7728
3 | NWGF 95% | [6 empty] | #DIV/0! | #DIV/0! | 0 | 0 | 3 | NWGF 95% | [6 empty] | #DIV/0! | #DIV/0! | 0 | 0 | 3 | NWGF 95% | [6 empty] | #DIV/0! | #DIV/0! | 0 | 0
4 | NWGF 98% | [6 empty] | #DIV/0! | #DIV/0! | 0 | 0 | 4 | NWGF 98% | [6 empty] | #DIV/0! | #DIV/0! | 0 | 0 | 4 | NWGF 98% | [6 empty] | #DIV/0! | #DIV/0! | 0 | 0

## Scenario 29
Simulation Results NATIONAL - 10000 samples | [5 empty] | Scenario 29 | [5 empty] | Residential - Replacement | [5 empty] | Scenario 29 | [5 empty] | Residential - New | [5 empty] | Scenario 29 | [5 empty] | Commercial - Replacement | [5 empty] | Scenario 29 | [5 empty] | Commercial - New | [5 empty] | Scenario 29
|  |  |  | Energy use for affected buildings | [11 empty] | Energy use for affected buildings | [11 empty] | Energy use for affected buildings | [11 empty] | Energy use for affected buildings | [11 empty] | Energy use for affected buildings
|  |  |  | Gas Use | Gas Use | Electric Use | Electric Use | change | change | change | change |  |  |  |  | Gas Use | Gas Use | Electric Use | Electric Use | change | change | change | change |  |  |  |  | Gas Use | Gas Use | Electric Use | Electric Use | change | change | change | change |  |  |  |  | Gas Use | Gas Use | Electric Use | Electric Use | change | change | change | change |  |  |  |  | Gas Use | Gas Use | Electric Use | Electric Use | change | change | change | change
|  | Number of | Number | w/o Rule | w/ Rule | w/o Rule | w/ Rule | gas use | electric use | source energy | emissions |  |  | Number of | Number | w/o Rule | w/ Rule | w/o Rule | w/ Rule | gas use | electric use | source energy | emissions |  |  | Number of | Number | w/o Rule | w/ Rule | w/o Rule | w/ Rule | gas use | electric use | source energy | emissions |  |  | Number of | Number | w/o Rule | w/ Rule | w/o Rule | w/ Rule | gas use | electric use | source energy | emissions |  |  | Number of | Number | w/o Rule | w/ Rule | w/o Rule | w/ Rule | gas use | electric use | source energy | emissions
Level | Description | Buildings | Affected | (MMBtu) | (MMBtu) | (kWh) | (kWh) | % | % | (MMBtu) | (lbs CO2e) | Level | Description | Buildings | Affected | (MMBtu) | (MMBtu) | (kWh) | (kWh) | % | % | (MMBtu) | (lbs CO2e) | Level | Description | Buildings | Affected | (MMBtu) | (MMBtu) | (kWh) | (kWh) | % | % | (MMBtu) | (lbs CO2e) | Level | Description | Buildings | Affected | (MMBtu) | (MMBtu) | (kWh) | (kWh) | % | % | (MMBtu) | (lbs CO2e) | Level | Description | Buildings | Affected | (MMBtu) | (MMBtu) | (kWh) | (kWh) | % | % | (MMBtu) | (lbs CO2e)
NWGF | [11 empty] | NWGF | [11 empty] | NWGF | [11 empty] | NWGF | [11 empty] | NWGF
1 | NWGF 90% | [6 empty] | #DIV/0! | #DIV/0! | 0 | 0 | 1 | NWGF 90% | [6 empty] | #DIV/0! | #DIV/0! | 0 | 0 | 1 | NWGF 90% | [6 empty] | #DIV/0! | #DIV/0! | 0 | 0 | 1 | NWGF 90% | 211 | 96 | 90.9892 | 81.0943 | 606.3951 | 567.3019 | -10.87% | 647.8% | -11.1896 | -1508.1632 | 1 | NWGF 90% | [6 empty] | #DIV/0! | #DIV/0! | 0 | 0
2 | NWGF 92% | 10000 | 4423 | 37.3035 | 27.7819 | 307.5907 | 1113.9646 | -25.52% | 262.2% | -2.0416 | -293.8177 | 2 | NWGF 92% | 7241 | 4051 | 35.5805 | 26.4203 | 299.7047 | 1075.0289 | -25.74% | 258.7% | -1.9687 | -283.265 | 2 | NWGF 92% | 2476 | 259 | 39.1423 | 24.5747 | 292.2136 | 1956.318 | -37.22% | 569.5% | 1.3262 | 140.7264 | 2 | NWGF 92% | 211 | 103 | 94.5312 | 83.7012 | 629.0841 | 583.7537 | -11.46% | 651.6% | -12.2734 | -1654.1805 | 2 | NWGF 92% | 72 | 10 | 98.2155 | 86.4332 | 589.129 | 531.0357 | -12% | 581.6% | -13.4434 | -1811.6765
3 | NWGF 95% | [6 empty] | #DIV/0! | #DIV/0! | 0 | 0 | 3 | NWGF 95% | [6 empty] | #DIV/0! | #DIV/0! | 0 | 0 | 3 | NWGF 95% | [6 empty] | #DIV/0! | #DIV/0! | 0 | 0 | 3 | NWGF 95% | 211 | 146 | 86.8984 | 76.6142 | 588.7304 | 529.0101 | -11.83% | 668.4% | -11.8272 | -1593.6785 | 3 | NWGF 95% | [6 empty] | #DIV/0! | #DIV/0! | 0 | 0
4 | NWGF 98% | [6 empty] | #DIV/0! | #DIV/0! | 0 | 0 | 4 | NWGF 98% | [6 empty] | #DIV/0! | #DIV/0! | 0 | 0 | 4 | NWGF 98% | [6 empty] | #DIV/0! | #DIV/0! | 0 | 0 | 4 | NWGF 98% | 211 | 208 | 90.9697 | 79.9979 | 597.7749 | 614.2186 | -12.06% | 647.2% | -11.7893 | -1590.3059 | 4 | NWGF 98% | [6 empty] | #DIV/0! | #DIV/0! | 0 | 0
Simulation Results NORTH | [5 empty] | Scenario 29 | [5 empty] | Residential - North - Replacement | [5 empty] | Scenario 29 | [5 empty] | Residential - North - New | [5 empty] | Scenario 29 | [5 empty] | Commercial - North - Replacement | [5 empty] | Scenario 29 | [5 empty] | Commercial - North - New | [5 empty] | Scenario 29
|  |  |  | Energy use for affected buildings | [11 empty] | Energy use for affected buildings | [11 empty] | Energy use for affected buildings | [11 empty] | Energy use for affected buildings | [11 empty] | Energy use for affected buildings
|  |  |  | Gas Use | Gas Use | Electric Use | Electric Use | change | change | change | change |  |  |  |  | Gas Use | Gas Use | Electric Use | Electric Use | change | change | change | change |  |  |  |  | Gas Use | Gas Use | Electric Use | Electric Use | change | change | change | change |  |  |  |  | Gas Use | Gas Use | Electric Use | Electric Use | change | change | change | change |  |  |  |  | Gas Use | Gas Use | Electric Use | Electric Use | change | change | change | change
|  | Number of | Number | w/o Rule | w/ Rule | w/o Rule | w/ Rule | gas use | electric use | source energy | emissions |  |  | Number of | Number | w/o Rule | w/ Rule | w/o Rule | w/ Rule | gas use | electric use | source energy | emissions |  |  | Number of | Number | w/o Rule | w/ Rule | w/o Rule | w/ Rule | gas use | electric use | source energy | emissions |  |  | Number of | Number | w/o Rule | w/ Rule | w/o Rule | w/ Rule | gas use | electric use | source energy | emissions |  |  | Number of | Number | w/o Rule | w/ Rule | w/o Rule | w/ Rule | gas use | electric use | source energy | emissions
Level | Description | Buildings | Affected | (MMBtu) | (MMBtu) | (kWh) | (kWh) | % | % | (MMBtu) | (lbs CO2e) | Level | Description | Buildings | Affected | (MMBtu) | (MMBtu) | (kWh) | (kWh) | % | % | (MMBtu) | (lbs CO2e) | Level | Description | Buildings | Affected | (MMBtu) | (MMBtu) | (kWh) | (kWh) | % | % | (MMBtu) | (lbs CO2e) | Level | Description | Buildings | Affected | (MMBtu) | (MMBtu) | (kWh) | (kWh) | % | % | (MMBtu) | (lbs CO2e) | Level | Description | Buildings | Affected | (MMBtu) | (MMBtu) | (kWh) | (kWh) | % | % | (MMBtu) | (lbs CO2e)
NWGF | [11 empty] | NWGF | [11 empty] | NWGF | [11 empty] | NWGF | [11 empty] | NWGF
1 | NWGF 90% | [6 empty] | #DIV/0! | #DIV/0! | 0 | 0 | 1 | NWGF 90% | [6 empty] | #DIV/0! | #DIV/0! | 0 | 0 | 1 | NWGF 90% | [6 empty] | #DIV/0! | #DIV/0! | 0 | 0 | 1 | NWGF 90% | 133 | 47 | 115.0719 | 102.4204 | 626.9657 | 619.2707 | -10.99% | -1.227% | -13.8697 | -1870.3228 | 1 | NWGF 90% | [6 empty] | #DIV/0! | #DIV/0! | 0 | 0
2 | NWGF 92% | 5299 | 1712 | 52.4685 | 43.0753 | 363.6794 | 991.8926 | -17.9% | 172.7% | -3.7435 | -519.2577 | 2 | NWGF 92% | 3779 | 1436 | 51.2121 | 42.6777 | 360.0352 | 877.6017 | -16.66% | 143.8% | -3.9514 | -544.7562 | 2 | NWGF 92% | 1341 | 214 | 41.9978 | 27.9707 | 301.3822 | 1861.2974 | -33.4% | 517.6% | 0.83812 | 77.2888 | 2 | NWGF 92% | 133 | 52 | 121.4577 | 107.8786 | 677.3363 | 658.7715 | -11.18% | -2.741% | -14.9931 | -2021.5816 | 2 | NWGF 92% | 46 | 10 | 98.2155 | 86.4332 | 589.129 | 531.0357 | -12% | -9.861% | -13.4434 | -1811.6765
3 | NWGF 95% | [6 empty] | #DIV/0! | #DIV/0! | 0 | 0 | 3 | NWGF 95% | [6 empty] | #DIV/0! | #DIV/0! | 0 | 0 | 3 | NWGF 95% | [6 empty] | #DIV/0! | #DIV/0! | 0 | 0 | 3 | NWGF 95% | 133 | 76 | 111.8244 | 99.135 | 652.0181 | 602.1585 | -11.35% | -7.647% | -14.3469 | -1933.7193 | 3 | NWGF 95% | [6 empty] | #DIV/0! | #DIV/0! | 0 | 0
4 | NWGF 98% | [6 empty] | #DIV/0! | #DIV/0! | 0 | 0 | 4 | NWGF 98% | [6 empty] | #DIV/0! | #DIV/0! | 0 | 0 | 4 | NWGF 98% | [6 empty] | #DIV/0! | #DIV/0! | 0 | 0 | 4 | NWGF 98% | 133 | 130 | 109.2742 | 96.9496 | 644.4166 | 682.6479 | -11.28% | 5.933% | -13.0385 | -1759.2859 | 4 | NWGF 98% | [6 empty] | #DIV/0! | #DIV/0! | 0 | 0
Simulation Results Rest of Country | [5 empty] | Scenario 29 | [5 empty] | Residential - Rest of Country - Replacement | [5 empty] | Scenario 29 | [5 empty] | Residential - Rest of Country - New | [5 empty] | Scenario 29 | [5 empty] | Commercial - Rest of Country - Replacement | [5 empty] | Scenario 29 | [5 empty] | Commercial - Rest of Country - New | [5 empty] | Scenario 29
|  |  |  | Energy use for affected buildings | [11 empty] | Energy use for affected buildings | [11 empty] | Energy use for affected buildings | [11 empty] | Energy use for affected buildings | [11 empty] | Energy use for affected buildings
|  |  |  | Gas Use | Gas Use | Electric Use | Electric Use | change | change | change | change |  |  |  |  | Gas Use | Gas Use | Electric Use | Electric Use | change | change | change | change |  |  |  |  | Gas Use | Gas Use | Electric Use | Electric Use | change | change | change | change |  |  |  |  | Gas Use | Gas Use | Electric Use | Electric Use | change | change | change | change |  |  |  |  | Gas Use | Gas Use | Electric Use | Electric Use | change | change | change | change
|  | Number of | Number | w/o Rule | w/ Rule | w/o Rule | w/ Rule | gas use | electric use | source energy | emissions |  |  | Number of | Number | w/o Rule | w/ Rule | w/o Rule | w/ Rule | gas use | electric use | source energy | emissions |  |  | Number of | Number | w/o Rule | w/ Rule | w/o Rule | w/ Rule | gas use | electric use | source energy | emissions |  |  | Number of | Number | w/o Rule | w/ Rule | w/o Rule | w/ Rule | gas use | electric use | source energy | emissions |  |  | Number of | Number | w/o Rule | w/ Rule | w/o Rule | w/ Rule | gas use | electric use | source energy | emissions
Level | Description | Buildings | Affected | (MMBtu) | (MMBtu) | (kWh) | (kWh) | % | % | (MMBtu) | (lbs CO2e) | Level | Description | Buildings | Affected | (MMBtu) | (MMBtu) | (kWh) | (kWh) | % | % | (MMBtu) | (lbs CO2e) | Level | Description | Buildings | Affected | (MMBtu) | (MMBtu) | (kWh) | (kWh) | % | % | (MMBtu) | (lbs CO2e) | Level | Description | Buildings | Affected | (MMBtu) | (MMBtu) | (kWh) | (kWh) | % | % | (MMBtu) | (lbs CO2e) | Level | Description | Buildings | Affected | (MMBtu) | (MMBtu) | (kWh) | (kWh) | % | % | (MMBtu) | (lbs CO2e)
NWGF | [11 empty] | NWGF | [11 empty] | NWGF | [11 empty] | NWGF | [11 empty] | NWGF
1 | NWGF 90% | [6 empty] | #DIV/0! | #DIV/0! | 0 | 0 | 1 | NWGF 90% | [6 empty] | #DIV/0! | #DIV/0! | 0 | 0 | 1 | NWGF 90% | [6 empty] | #DIV/0! | #DIV/0! | 0 | 0 | 1 | NWGF 90% | 78 | 49 | 67.8894 | 60.6386 | 586.664 | 517.4543 | -10.68% | -11.8% | -8.6189 | -1160.7857 | 1 | NWGF 90% | [6 empty] | #DIV/0! | #DIV/0! | 0 | 0
2 | NWGF 92% | 4701 | 2711 | 27.7268 | 18.124 | 272.1707 | 1191.0532 | -34.63% | 337.6% | -0.96689 | -151.4521 | 2 | NWGF 92% | 3462 | 2615 | 26.9966 | 17.4927 | 266.5748 | 1183.444 | -35.2% | 343.9% | -0.87987 | -139.6698 | 2 | NWGF 92% | 1135 | 45 | 25.5628 | 8.4251 | 248.6116 | 2408.1933 | -67.04% | 868.7% | 3.6473 | 442.4073 | 2 | NWGF 92% | 78 | 51 | 67.0768 | 59.0497 | 579.8858 | 507.2649 | -11.97% | -12.52% | -9.5003 | -1279.5755 | 2 | NWGF 92% | 26 | 0 | #DIV/0! | #DIV/0! | #DIV/0! | #DIV/0! | #DIV/0! | #DIV/0! | #DIV/0! | #DIV/0!
3 | NWGF 95% | [6 empty] | #DIV/0! | #DIV/0! | 0 | 0 | 3 | NWGF 95% | [6 empty] | #DIV/0! | #DIV/0! | 0 | 0 | 3 | NWGF 95% | [6 empty] | #DIV/0! | #DIV/0! | 0 | 0 | 3 | NWGF 95% | 78 | 70 | 59.8359 | 52.163 | 520.018 | 449.5918 | -12.82% | -13.54% | -9.0915 | -1224.4913 | 3 | NWGF 95% | [6 empty] | #DIV/0! | #DIV/0! | 0 | 0
4 | NWGF 98% | [6 empty] | #DIV/0! | #DIV/0! | 0 | 0 | 4 | NWGF 98% | [6 empty] | #DIV/0! | #DIV/0! | 0 | 0 | 4 | NWGF 98% | [6 empty] | #DIV/0! | #DIV/0! | 0 | 0 | 4 | NWGF 98% | 78 | 78 | 60.4622 | 51.7451 | 520.0389 | 500.1699 | -14.42% | -3.821% | -9.7071 | -1308.6726 | 4 | NWGF 98% | [6 empty] | #DIV/0! | #DIV/0! | 0 | 0
Simulation Results Senior Only | [5 empty] | Scenario 29 | [5 empty] | Simulation Results Senior Only - North | [5 empty] | Scenario 29 | [5 empty] | Simulation Results Senior Only - Rest of Country | [5 empty] | Scenario 29
|  |  |  | Energy use for affected buildings | [11 empty] | Energy use for affected buildings | [11 empty] | Energy use for affected buildings
|  |  |  | Gas Use | Gas Use | Electric Use | Electric Use | change | change | change | change |  |  |  |  | Gas Use | Gas Use | Electric Use | Electric Use | change | change | change | change |  |  |  |  | Gas Use | Gas Use | Electric Use | Electric Use | change | change | change | change
|  | Number of | Number | w/o Rule | w/ Rule | w/o Rule | w/ Rule | gas use | electric use | source energy | emissions |  |  | Number of | Number | w/o Rule | w/ Rule | w/o Rule | w/ Rule | gas use | electric use | source energy | emissions |  |  | Number of | Number | w/o Rule | w/ Rule | w/o Rule | w/ Rule | gas use | electric use | source energy | emissions
Level | Description | Buildings | Affected | (MMBtu) | (MMBtu) | (kWh) | (kWh) | % | % | (MMBtu) | (lbs CO2e) | Level | Description | Buildings | Affected | (MMBtu) | (MMBtu) | (kWh) | (kWh) | % | % | (MMBtu) | (lbs CO2e) | Level | Description | Buildings | Affected | (MMBtu) | (MMBtu) | (kWh) | (kWh) | % | % | (MMBtu) | (lbs CO2e)
NWGF | [11 empty] | NWGF | [11 empty] | NWGF
1 | NWGF 90% | [6 empty] | #DIV/0! | #DIV/0! | 0 | 0 | 1 | NWGF 90% | [6 empty] | #DIV/0! | #DIV/0! | 0 | 0 | 1 | NWGF 90% | [6 empty] | #DIV/0! | #DIV/0! | 0 | 0
2 | NWGF 92% | 1455 | 646 | 38.56 | 29.7338 | 311.3261 | 1368.9885 | -22.89% | 339.7% | 1.3143 | 153.0139 | 2 | NWGF 92% | 794 | 258 | 55.123 | 46.0849 | 376.7671 | 951.4774 | -16.4% | 152.5% | -3.9097 | -540.4463 | 2 | NWGF 92% | 661 | 388 | 27.5465 | 18.8611 | 267.8112 | 1014.5644 | -31.53% | 278.8% | -1.7466 | -252.6609
3 | NWGF 95% | [6 empty] | #DIV/0! | #DIV/0! | 0 | 0 | 3 | NWGF 95% | [6 empty] | #DIV/0! | #DIV/0! | 0 | 0 | 3 | NWGF 95% | [6 empty] | #DIV/0! | #DIV/0! | 0 | 0
4 | NWGF 98% | [6 empty] | #DIV/0! | #DIV/0! | 0 | 0 | 4 | NWGF 98% | [6 empty] | #DIV/0! | #DIV/0! | 0 | 0 | 4 | NWGF 98% | [6 empty] | #DIV/0! | #DIV/0! | 0 | 0
Simulation Results Low Income Only | [5 empty] | Scenario 29 | [5 empty] | Simulation Results Low Income Only - North | [5 empty] | Scenario 29 | [5 empty] | Simulation Results Low Income Only - Rest of Country | [5 empty] | Scenario 29
|  |  |  | Energy use for affected buildings | [11 empty] | Energy use for affected buildings | [11 empty] | Energy use for affected buildings
|  |  |  | Gas Use | Gas Use | Electric Use | Electric Use | change | change | change | change |  |  |  |  | Gas Use | Gas Use | Electric Use | Electric Use | change | change | change | change |  |  |  |  | Gas Use | Gas Use | Electric Use | Electric Use | change | change | change | change
|  | Number of | Number | w/o Rule | w/ Rule | w/o Rule | w/ Rule | gas use | electric use | source energy | emissions |  |  | Number of | Number | w/o Rule | w/ Rule | w/o Rule | w/ Rule | gas use | electric use | source energy | emissions |  |  | Number of | Number | w/o Rule | w/ Rule | w/o Rule | w/ Rule | gas use | electric use | source energy | emissions
Level | Description | Buildings | Affected | (MMBtu) | (MMBtu) | (kWh) | (kWh) | % | % | (MMBtu) | (lbs CO2e) | Level | Description | Buildings | Affected | (MMBtu) | (MMBtu) | (kWh) | (kWh) | % | % | (MMBtu) | (lbs CO2e) | Level | Description | Buildings | Affected | (MMBtu) | (MMBtu) | (kWh) | (kWh) | % | % | (MMBtu) | (lbs CO2e)
NWGF | [11 empty] | NWGF | [11 empty] | NWGF
1 | NWGF 90% | [6 empty] | #DIV/0! | #DIV/0! | 0 | 0 | 1 | NWGF 90% | [6 empty] | #DIV/0! | #DIV/0! | 0 | 0 | 1 | NWGF 90% | [6 empty] | #DIV/0! | #DIV/0! | 0 | 0
2 | NWGF 92% | 815 | 436 | 39.3566 | 30.3318 | 313.3588 | 744 | -22.93% | 137.4% | -5.3848 | -736.0719 | 2 | NWGF 92% | 441 | 172 | 59.9132 | 53.052 | 406.8173 | 567.0519 | -11.45% | 39.39% | -5.8221 | -788.8522 | 2 | NWGF 92% | 374 | 264 | 25.9637 | 15.5292 | 252.4691 | 1373.2137 | -40.19% | 1526% | 0.21353 | 3.118
3 | NWGF 95% | [6 empty] | #DIV/0! | #DIV/0! | 0 | 0 | 3 | NWGF 95% | [6 empty] | #DIV/0! | #DIV/0! | 0 | 0 | 3 | NWGF 95% | [6 empty] | #DIV/0! | #DIV/0! | 0 | 0
4 | NWGF 98% | [6 empty] | #DIV/0! | #DIV/0! | 0 | 0 | 4 | NWGF 98% | [6 empty] | #DIV/0! | #DIV/0! | 0 | 0 | 4 | NWGF 98% | [6 empty] | #DIV/0! | #DIV/0! | 0 | 0

## Scenario 30
Simulation Results NATIONAL - 10000 samples | [5 empty] | Scenario 30 | [5 empty] | Residential - Replacement | [5 empty] | Scenario 30 | [5 empty] | Residential - New | [5 empty] | Scenario 30 | [5 empty] | Commercial - Replacement | [5 empty] | Scenario 30 | [5 empty] | Commercial - New | [5 empty] | Scenario 30
|  |  |  | Energy use for affected buildings | [11 empty] | Energy use for affected buildings | [11 empty] | Energy use for affected buildings | [11 empty] | Energy use for affected buildings | [11 empty] | Energy use for affected buildings
|  |  |  | Gas Use | Gas Use | Electric Use | Electric Use | change | change | change | change |  |  |  |  | Gas Use | Gas Use | Electric Use | Electric Use | change | change | change | change |  |  |  |  | Gas Use | Gas Use | Electric Use | Electric Use | change | change | change | change |  |  |  |  | Gas Use | Gas Use | Electric Use | Electric Use | change | change | change | change |  |  |  |  | Gas Use | Gas Use | Electric Use | Electric Use | change | change | change | change
|  | Number of | Number | w/o Rule | w/ Rule | w/o Rule | w/ Rule | gas use | electric use | source energy | emissions |  |  | Number of | Number | w/o Rule | w/ Rule | w/o Rule | w/ Rule | gas use | electric use | source energy | emissions |  |  | Number of | Number | w/o Rule | w/ Rule | w/o Rule | w/ Rule | gas use | electric use | source energy | emissions |  |  | Number of | Number | w/o Rule | w/ Rule | w/o Rule | w/ Rule | gas use | electric use | source energy | emissions |  |  | Number of | Number | w/o Rule | w/ Rule | w/o Rule | w/ Rule | gas use | electric use | source energy | emissions
Level | Description | Buildings | Affected | (MMBtu) | (MMBtu) | (kWh) | (kWh) | % | % | (MMBtu) | (lbs CO2e) | Level | Description | Buildings | Affected | (MMBtu) | (MMBtu) | (kWh) | (kWh) | % | % | (MMBtu) | (lbs CO2e) | Level | Description | Buildings | Affected | (MMBtu) | (MMBtu) | (kWh) | (kWh) | % | % | (MMBtu) | (lbs CO2e) | Level | Description | Buildings | Affected | (MMBtu) | (MMBtu) | (kWh) | (kWh) | % | % | (MMBtu) | (lbs CO2e) | Level | Description | Buildings | Affected | (MMBtu) | (MMBtu) | (kWh) | (kWh) | % | % | (MMBtu) | (lbs CO2e)
NWGF | [11 empty] | NWGF | [11 empty] | NWGF | [11 empty] | NWGF | [11 empty] | NWGF
1 | NWGF 90% | [6 empty] | #DIV/0! | #DIV/0! | 0 | 0 | 1 | NWGF 90% | [6 empty] | #DIV/0! | #DIV/0! | 0 | 0 | 1 | NWGF 90% | [6 empty] | #DIV/0! | #DIV/0! | 0 | 0 | 1 | NWGF 90% | 211 | 96 | 90.9892 | 81.0943 | 606.3951 | 567.3019 | -10.87% | 647.8% | -11.1896 | -1508.1632 | 1 | NWGF 90% | [6 empty] | #DIV/0! | #DIV/0! | 0 | 0
2 | NWGF 92% | 10000 | 4694 | 37.8027 | 27.8962 | 310.1204 | 1189.926 | -26.21% | 283.7% | -1.702 | -249.7004 | 2 | NWGF 92% | 7241 | 3922 | 35.5457 | 26.145 | 300.2366 | 1112.1515 | -26.45% | 270.4% | -1.8525 | -268.4366 | 2 | NWGF 92% | 2476 | 659 | 41.464 | 28.7075 | 314.8692 | 1757.5377 | -30.77% | 458.2% | 1.0109 | 103.2767 | 2 | NWGF 92% | 211 | 103 | 94.5312 | 83.7012 | 629.0841 | 583.7537 | -11.46% | 651.6% | -12.2734 | -1654.1805 | 2 | NWGF 92% | 72 | 10 | 97.4393 | 86.4332 | 588.2818 | 531.0357 | -11.3% | 580.6% | -12.5885 | -1696.4071
3 | NWGF 95% | [6 empty] | #DIV/0! | #DIV/0! | 0 | 0 | 3 | NWGF 95% | [6 empty] | #DIV/0! | #DIV/0! | 0 | 0 | 3 | NWGF 95% | [6 empty] | #DIV/0! | #DIV/0! | 0 | 0 | 3 | NWGF 95% | 211 | 146 | 86.8984 | 76.6142 | 588.7304 | 529.0101 | -11.83% | 668.4% | -11.8272 | -1593.6785 | 3 | NWGF 95% | [6 empty] | #DIV/0! | #DIV/0! | 0 | 0
4 | NWGF 98% | [6 empty] | #DIV/0! | #DIV/0! | 0 | 0 | 4 | NWGF 98% | [6 empty] | #DIV/0! | #DIV/0! | 0 | 0 | 4 | NWGF 98% | [6 empty] | #DIV/0! | #DIV/0! | 0 | 0 | 4 | NWGF 98% | 211 | 208 | 90.9697 | 79.9979 | 597.7749 | 614.2186 | -12.06% | 647.2% | -11.7893 | -1590.3059 | 4 | NWGF 98% | [6 empty] | #DIV/0! | #DIV/0! | 0 | 0
Simulation Results NORTH | [5 empty] | Scenario 30 | [5 empty] | Residential - North - Replacement | [5 empty] | Scenario 30 | [5 empty] | Residential - North - New | [5 empty] | Scenario 30 | [5 empty] | Commercial - North - Replacement | [5 empty] | Scenario 30 | [5 empty] | Commercial - North - New | [5 empty] | Scenario 30
|  |  |  | Energy use for affected buildings | [11 empty] | Energy use for affected buildings | [11 empty] | Energy use for affected buildings | [11 empty] | Energy use for affected buildings | [11 empty] | Energy use for affected buildings
|  |  |  | Gas Use | Gas Use | Electric Use | Electric Use | change | change | change | change |  |  |  |  | Gas Use | Gas Use | Electric Use | Electric Use | change | change | change | change |  |  |  |  | Gas Use | Gas Use | Electric Use | Electric Use | change | change | change | change |  |  |  |  | Gas Use | Gas Use | Electric Use | Electric Use | change | change | change | change |  |  |  |  | Gas Use | Gas Use | Electric Use | Electric Use | change | change | change | change
|  | Number of | Number | w/o Rule | w/ Rule | w/o Rule | w/ Rule | gas use | electric use | source energy | emissions |  |  | Number of | Number | w/o Rule | w/ Rule | w/o Rule | w/ Rule | gas use | electric use | source energy | emissions |  |  | Number of | Number | w/o Rule | w/ Rule | w/o Rule | w/ Rule | gas use | electric use | source energy | emissions |  |  | Number of | Number | w/o Rule | w/ Rule | w/o Rule | w/ Rule | gas use | electric use | source energy | emissions |  |  | Number of | Number | w/o Rule | w/ Rule | w/o Rule | w/ Rule | gas use | electric use | source energy | emissions
Level | Description | Buildings | Affected | (MMBtu) | (MMBtu) | (kWh) | (kWh) | % | % | (MMBtu) | (lbs CO2e) | Level | Description | Buildings | Affected | (MMBtu) | (MMBtu) | (kWh) | (kWh) | % | % | (MMBtu) | (lbs CO2e) | Level | Description | Buildings | Affected | (MMBtu) | (MMBtu) | (kWh) | (kWh) | % | % | (MMBtu) | (lbs CO2e) | Level | Description | Buildings | Affected | (MMBtu) | (MMBtu) | (kWh) | (kWh) | % | % | (MMBtu) | (lbs CO2e) | Level | Description | Buildings | Affected | (MMBtu) | (MMBtu) | (kWh) | (kWh) | % | % | (MMBtu) | (lbs CO2e)
NWGF | [11 empty] | NWGF | [11 empty] | NWGF | [11 empty] | NWGF | [11 empty] | NWGF
1 | NWGF 90% | [6 empty] | #DIV/0! | #DIV/0! | 0 | 0 | 1 | NWGF 90% | [6 empty] | #DIV/0! | #DIV/0! | 0 | 0 | 1 | NWGF 90% | [6 empty] | #DIV/0! | #DIV/0! | 0 | 0 | 1 | NWGF 90% | 133 | 47 | 115.0719 | 102.4204 | 626.9657 | 619.2707 | -10.99% | -1.227% | -13.8697 | -1870.3228 | 1 | NWGF 90% | [6 empty] | #DIV/0! | #DIV/0! | 0 | 0
2 | NWGF 92% | 5299 | 1874 | 52.7692 | 42.46 | 366.0818 | 1188.0521 | -19.54% | 224.5% | -2.7388 | -388.2013 | 2 | NWGF 92% | 3779 | 1314 | 52.538 | 43.304 | 366.7284 | 999.786 | -17.58% | 172.6% | -3.52 | -489.2201 | 2 | NWGF 92% | 1341 | 498 | 45.3098 | 32.519 | 327.4132 | 1753.2616 | -28.23% | 435.5% | 0.7996 | 75.165 | 2 | NWGF 92% | 133 | 52 | 121.4577 | 107.8786 | 677.3363 | 658.7715 | -11.18% | -2.741% | -14.9931 | -2021.5816 | 2 | NWGF 92% | 46 | 10 | 97.4393 | 86.4332 | 588.2818 | 531.0357 | -11.3% | -9.731% | -12.5885 | -1696.4071
3 | NWGF 95% | [6 empty] | #DIV/0! | #DIV/0! | 0 | 0 | 3 | NWGF 95% | [6 empty] | #DIV/0! | #DIV/0! | 0 | 0 | 3 | NWGF 95% | [6 empty] | #DIV/0! | #DIV/0! | 0 | 0 | 3 | NWGF 95% | 133 | 76 | 111.8244 | 99.135 | 652.0181 | 602.1585 | -11.35% | -7.647% | -14.3469 | -1933.7193 | 3 | NWGF 95% | [6 empty] | #DIV/0! | #DIV/0! | 0 | 0
4 | NWGF 98% | [6 empty] | #DIV/0! | #DIV/0! | 0 | 0 | 4 | NWGF 98% | [6 empty] | #DIV/0! | #DIV/0! | 0 | 0 | 4 | NWGF 98% | [6 empty] | #DIV/0! | #DIV/0! | 0 | 0 | 4 | NWGF 98% | 133 | 130 | 109.2742 | 96.9496 | 644.4166 | 682.6479 | -11.28% | 5.933% | -13.0385 | -1759.2859 | 4 | NWGF 98% | [6 empty] | #DIV/0! | #DIV/0! | 0 | 0
Simulation Results Rest of Country | [5 empty] | Scenario 30 | [5 empty] | Residential - Rest of Country - Replacement | [5 empty] | Scenario 30 | [5 empty] | Residential - Rest of Country - New | [5 empty] | Scenario 30 | [5 empty] | Commercial - Rest of Country - Replacement | [5 empty] | Scenario 30 | [5 empty] | Commercial - Rest of Country - New | [5 empty] | Scenario 30
|  |  |  | Energy use for affected buildings | [11 empty] | Energy use for affected buildings | [11 empty] | Energy use for affected buildings | [11 empty] | Energy use for affected buildings | [11 empty] | Energy use for affected buildings
|  |  |  | Gas Use | Gas Use | Electric Use | Electric Use | change | change | change | change |  |  |  |  | Gas Use | Gas Use | Electric Use | Electric Use | change | change | change | change |  |  |  |  | Gas Use | Gas Use | Electric Use | Electric Use | change | change | change | change |  |  |  |  | Gas Use | Gas Use | Electric Use | Electric Use | change | change | change | change |  |  |  |  | Gas Use | Gas Use | Electric Use | Electric Use | change | change | change | change
|  | Number of | Number | w/o Rule | w/ Rule | w/o Rule | w/ Rule | gas use | electric use | source energy | emissions |  |  | Number of | Number | w/o Rule | w/ Rule | w/o Rule | w/ Rule | gas use | electric use | source energy | emissions |  |  | Number of | Number | w/o Rule | w/ Rule | w/o Rule | w/ Rule | gas use | electric use | source energy | emissions |  |  | Number of | Number | w/o Rule | w/ Rule | w/o Rule | w/ Rule | gas use | electric use | source energy | emissions |  |  | Number of | Number | w/o Rule | w/ Rule | w/o Rule | w/ Rule | gas use | electric use | source energy | emissions
Level | Description | Buildings | Affected | (MMBtu) | (MMBtu) | (kWh) | (kWh) | % | % | (MMBtu) | (lbs CO2e) | Level | Description | Buildings | Affected | (MMBtu) | (MMBtu) | (kWh) | (kWh) | % | % | (MMBtu) | (lbs CO2e) | Level | Description | Buildings | Affected | (MMBtu) | (MMBtu) | (kWh) | (kWh) | % | % | (MMBtu) | (lbs CO2e) | Level | Description | Buildings | Affected | (MMBtu) | (MMBtu) | (kWh) | (kWh) | % | % | (MMBtu) | (lbs CO2e) | Level | Description | Buildings | Affected | (MMBtu) | (MMBtu) | (kWh) | (kWh) | % | % | (MMBtu) | (lbs CO2e)
NWGF | [11 empty] | NWGF | [11 empty] | NWGF | [11 empty] | NWGF | [11 empty] | NWGF
1 | NWGF 90% | [6 empty] | #DIV/0! | #DIV/0! | 0 | 0 | 1 | NWGF 90% | [6 empty] | #DIV/0! | #DIV/0! | 0 | 0 | 1 | NWGF 90% | [6 empty] | #DIV/0! | #DIV/0! | 0 | 0 | 1 | NWGF 90% | 78 | 49 | 67.8894 | 60.6386 | 586.664 | 517.4543 | -10.68% | -11.8% | -8.6189 | -1160.7857 | 1 | NWGF 90% | [6 empty] | #DIV/0! | #DIV/0! | 0 | 0
2 | NWGF 92% | 4701 | 2820 | 27.857 | 18.218 | 272.9319 | 1191.1713 | -34.6% | 336.4% | -1.013 | -157.6612 | 2 | NWGF 92% | 3462 | 2608 | 26.9844 | 17.4997 | 266.7358 | 1168.7651 | -35.15% | 338.2% | -1.0124 | -157.1984 | 2 | NWGF 92% | 1135 | 161 | 29.5684 | 16.918 | 276.0687 | 1770.7647 | -42.78% | 541.4% | 1.6645 | 190.2309 | 2 | NWGF 92% | 78 | 51 | 67.0768 | 59.0497 | 579.8858 | 507.2649 | -11.97% | -12.52% | -9.5003 | -1279.5755 | 2 | NWGF 92% | 26 | 0 | #DIV/0! | #DIV/0! | #DIV/0! | #DIV/0! | #DIV/0! | #DIV/0! | #DIV/0! | #DIV/0!
3 | NWGF 95% | [6 empty] | #DIV/0! | #DIV/0! | 0 | 0 | 3 | NWGF 95% | [6 empty] | #DIV/0! | #DIV/0! | 0 | 0 | 3 | NWGF 95% | [6 empty] | #DIV/0! | #DIV/0! | 0 | 0 | 3 | NWGF 95% | 78 | 70 | 59.8359 | 52.163 | 520.018 | 449.5918 | -12.82% | -13.54% | -9.0915 | -1224.4913 | 3 | NWGF 95% | [6 empty] | #DIV/0! | #DIV/0! | 0 | 0
4 | NWGF 98% | [6 empty] | #DIV/0! | #DIV/0! | 0 | 0 | 4 | NWGF 98% | [6 empty] | #DIV/0! | #DIV/0! | 0 | 0 | 4 | NWGF 98% | [6 empty] | #DIV/0! | #DIV/0! | 0 | 0 | 4 | NWGF 98% | 78 | 78 | 60.4622 | 51.7451 | 520.0389 | 500.1699 | -14.42% | -3.821% | -9.7071 | -1308.6726 | 4 | NWGF 98% | [6 empty] | #DIV/0! | #DIV/0! | 0 | 0
Simulation Results Senior Only | [5 empty] | Scenario 30 | [5 empty] | Simulation Results Senior Only - North | [5 empty] | Scenario 30 | [5 empty] | Simulation Results Senior Only - Rest of Country | [5 empty] | Scenario 30
|  |  |  | Energy use for affected buildings | [11 empty] | Energy use for affected buildings | [11 empty] | Energy use for affected buildings
|  |  |  | Gas Use | Gas Use | Electric Use | Electric Use | change | change | change | change |  |  |  |  | Gas Use | Gas Use | Electric Use | Electric Use | change | change | change | change |  |  |  |  | Gas Use | Gas Use | Electric Use | Electric Use | change | change | change | change
|  | Number of | Number | w/o Rule | w/ Rule | w/o Rule | w/ Rule | gas use | electric use | source energy | emissions |  |  | Number of | Number | w/o Rule | w/ Rule | w/o Rule | w/ Rule | gas use | electric use | source energy | emissions |  |  | Number of | Number | w/o Rule | w/ Rule | w/o Rule | w/ Rule | gas use | electric use | source energy | emissions
Level | Description | Buildings | Affected | (MMBtu) | (MMBtu) | (kWh) | (kWh) | % | % | (MMBtu) | (lbs CO2e) | Level | Description | Buildings | Affected | (MMBtu) | (MMBtu) | (kWh) | (kWh) | % | % | (MMBtu) | (lbs CO2e) | Level | Description | Buildings | Affected | (MMBtu) | (MMBtu) | (kWh) | (kWh) | % | % | (MMBtu) | (lbs CO2e)
NWGF | [11 empty] | NWGF | [11 empty] | NWGF
1 | NWGF 90% | [6 empty] | #DIV/0! | #DIV/0! | 0 | 0 | 1 | NWGF 90% | [6 empty] | #DIV/0! | #DIV/0! | 0 | 0 | 1 | NWGF 90% | [6 empty] | #DIV/0! | #DIV/0! | 0 | 0
2 | NWGF 92% | 1455 | 645 | 38.0209 | 29.1241 | 308.2875 | 1370.1868 | -23.4% | 344.5% | 1.2813 | 148.4636 | 2 | NWGF 92% | 794 | 247 | 54.7707 | 44.8094 | 373.0657 | 1143.7796 | -18.19% | 206.6% | -2.8897 | -407.3682 | 2 | NWGF 92% | 661 | 398 | 27.6259 | 19.3898 | 268.086 | 902.2688 | -29.81% | 236.6% | -2.4206 | -340.9824
3 | NWGF 95% | [6 empty] | #DIV/0! | #DIV/0! | 0 | 0 | 3 | NWGF 95% | [6 empty] | #DIV/0! | #DIV/0! | 0 | 0 | 3 | NWGF 95% | [6 empty] | #DIV/0! | #DIV/0! | 0 | 0
4 | NWGF 98% | [6 empty] | #DIV/0! | #DIV/0! | 0 | 0 | 4 | NWGF 98% | [6 empty] | #DIV/0! | #DIV/0! | 0 | 0 | 4 | NWGF 98% | [6 empty] | #DIV/0! | #DIV/0! | 0 | 0
Simulation Results Low Income Only | [5 empty] | Scenario 30 | [5 empty] | Simulation Results Low Income Only - North | [5 empty] | Scenario 30 | [5 empty] | Simulation Results Low Income Only - Rest of Country | [5 empty] | Scenario 30
|  |  |  | Energy use for affected buildings | [11 empty] | Energy use for affected buildings | [11 empty] | Energy use for affected buildings
|  |  |  | Gas Use | Gas Use | Electric Use | Electric Use | change | change | change | change |  |  |  |  | Gas Use | Gas Use | Electric Use | Electric Use | change | change | change | change |  |  |  |  | Gas Use | Gas Use | Electric Use | Electric Use | change | change | change | change
|  | Number of | Number | w/o Rule | w/ Rule | w/o Rule | w/ Rule | gas use | electric use | source energy | emissions |  |  | Number of | Number | w/o Rule | w/ Rule | w/o Rule | w/ Rule | gas use | electric use | source energy | emissions |  |  | Number of | Number | w/o Rule | w/ Rule | w/o Rule | w/ Rule | gas use | electric use | source energy | emissions
Level | Description | Buildings | Affected | (MMBtu) | (MMBtu) | (kWh) | (kWh) | % | % | (MMBtu) | (lbs CO2e) | Level | Description | Buildings | Affected | (MMBtu) | (MMBtu) | (kWh) | (kWh) | % | % | (MMBtu) | (lbs CO2e) | Level | Description | Buildings | Affected | (MMBtu) | (MMBtu) | (kWh) | (kWh) | % | % | (MMBtu) | (lbs CO2e)
NWGF | [11 empty] | NWGF | [11 empty] | NWGF
1 | NWGF 90% | [6 empty] | #DIV/0! | #DIV/0! | 0 | 0 | 1 | NWGF 90% | [6 empty] | #DIV/0! | #DIV/0! | 0 | 0 | 1 | NWGF 90% | [6 empty] | #DIV/0! | #DIV/0! | 0 | 0
2 | NWGF 92% | 815 | 427 | 37.6652 | 29.8366 | 305.9438 | 775 | -20.78% | 153.3% | -3.6838 | -507.5497 | 2 | NWGF 92% | 441 | 162 | 56.9649 | 50.7837 | 394.5966 | 484.7644 | -10.85% | 22.85% | -5.8053 | -784.9814 | 2 | NWGF 92% | 374 | 265 | 25.8669 | 17.0311 | 251.7486 | 999.4769 | -34.16% | 1378% | -1.9004 | -273.4259
3 | NWGF 95% | [6 empty] | #DIV/0! | #DIV/0! | 0 | 0 | 3 | NWGF 95% | [6 empty] | #DIV/0! | #DIV/0! | 0 | 0 | 3 | NWGF 95% | [6 empty] | #DIV/0! | #DIV/0! | 0 | 0
4 | NWGF 98% | [6 empty] | #DIV/0! | #DIV/0! | 0 | 0 | 4 | NWGF 98% | [6 empty] | #DIV/0! | #DIV/0! | 0 | 0 | 4 | NWGF 98% | [6 empty] | #DIV/0! | #DIV/0! | 0 | 0

## Scenario 31
Simulation Results NATIONAL - 10000 samples | [5 empty] | Scenario 31 | [5 empty] | Residential - Replacement | [5 empty] | Scenario 31 | [5 empty] | Residential - New | [5 empty] | Scenario 31 | [5 empty] | Commercial - Replacement | [5 empty] | Scenario 31 | [5 empty] | Commercial - New | [5 empty] | Scenario 31
|  |  |  | Energy use for affected buildings | [11 empty] | Energy use for affected buildings | [11 empty] | Energy use for affected buildings | [11 empty] | Energy use for affected buildings | [11 empty] | Energy use for affected buildings
|  |  |  | Gas Use | Gas Use | Electric Use | Electric Use | change | change | change | change |  |  |  |  | Gas Use | Gas Use | Electric Use | Electric Use | change | change | change | change |  |  |  |  | Gas Use | Gas Use | Electric Use | Electric Use | change | change | change | change |  |  |  |  | Gas Use | Gas Use | Electric Use | Electric Use | change | change | change | change |  |  |  |  | Gas Use | Gas Use | Electric Use | Electric Use | change | change | change | change
|  | Number of | Number | w/o Rule | w/ Rule | w/o Rule | w/ Rule | gas use | electric use | source energy | emissions |  |  | Number of | Number | w/o Rule | w/ Rule | w/o Rule | w/ Rule | gas use | electric use | source energy | emissions |  |  | Number of | Number | w/o Rule | w/ Rule | w/o Rule | w/ Rule | gas use | electric use | source energy | emissions |  |  | Number of | Number | w/o Rule | w/ Rule | w/o Rule | w/ Rule | gas use | electric use | source energy | emissions |  |  | Number of | Number | w/o Rule | w/ Rule | w/o Rule | w/ Rule | gas use | electric use | source energy | emissions
Level | Description | Buildings | Affected | (MMBtu) | (MMBtu) | (kWh) | (kWh) | % | % | (MMBtu) | (lbs CO2e) | Level | Description | Buildings | Affected | (MMBtu) | (MMBtu) | (kWh) | (kWh) | % | % | (MMBtu) | (lbs CO2e) | Level | Description | Buildings | Affected | (MMBtu) | (MMBtu) | (kWh) | (kWh) | % | % | (MMBtu) | (lbs CO2e) | Level | Description | Buildings | Affected | (MMBtu) | (MMBtu) | (kWh) | (kWh) | % | % | (MMBtu) | (lbs CO2e) | Level | Description | Buildings | Affected | (MMBtu) | (MMBtu) | (kWh) | (kWh) | % | % | (MMBtu) | (lbs CO2e)
NWGF | [11 empty] | NWGF | [11 empty] | NWGF | [11 empty] | NWGF | [11 empty] | NWGF
1 | NWGF 90% | [6 empty] | #DIV/0! | #DIV/0! | 0 | 0 | 1 | NWGF 90% | [6 empty] | #DIV/0! | #DIV/0! | 0 | 0 | 1 | NWGF 90% | [6 empty] | #DIV/0! | #DIV/0! | 0 | 0 | 1 | NWGF 90% | 211 | 96 | 90.9892 | 81.0943 | 606.3951 | 567.3019 | -10.87% | 647.8% | -11.1896 | -1508.1632 | 1 | NWGF 90% | [6 empty] | #DIV/0! | #DIV/0! | 0 | 0
2 | NWGF 92% | 10000 | 4454 | 37.1797 | 27.8238 | 306.8452 | 1084.5438 | -25.16% | 253.4% | -2.1574 | -308.7735 | 2 | NWGF 92% | 7241 | 4072 | 35.5071 | 26.4991 | 299.2354 | 1047.1308 | -25.37% | 249.9% | -2.0864 | -298.5076 | 2 | NWGF 92% | 2476 | 269 | 38.2695 | 24.3024 | 288.1601 | 1863.2135 | -36.5% | 546.6% | 1.0599 | 106.8523 | 2 | NWGF 92% | 211 | 103 | 94.5312 | 83.7012 | 629.0841 | 583.7537 | -11.46% | 651.6% | -12.2734 | -1654.1805 | 2 | NWGF 92% | 72 | 10 | 98.2155 | 86.4332 | 589.129 | 531.0357 | -12% | 581.6% | -13.4434 | -1811.6765
3 | NWGF 95% | [6 empty] | #DIV/0! | #DIV/0! | 0 | 0 | 3 | NWGF 95% | [6 empty] | #DIV/0! | #DIV/0! | 0 | 0 | 3 | NWGF 95% | [6 empty] | #DIV/0! | #DIV/0! | 0 | 0 | 3 | NWGF 95% | 211 | 146 | 86.8984 | 76.6142 | 588.7304 | 529.0101 | -11.83% | 668.4% | -11.8272 | -1593.6785 | 3 | NWGF 95% | [6 empty] | #DIV/0! | #DIV/0! | 0 | 0
4 | NWGF 98% | [6 empty] | #DIV/0! | #DIV/0! | 0 | 0 | 4 | NWGF 98% | [6 empty] | #DIV/0! | #DIV/0! | 0 | 0 | 4 | NWGF 98% | [6 empty] | #DIV/0! | #DIV/0! | 0 | 0 | 4 | NWGF 98% | 211 | 208 | 90.9697 | 79.9979 | 597.7749 | 614.2186 | -12.06% | 647.2% | -11.7893 | -1590.3059 | 4 | NWGF 98% | [6 empty] | #DIV/0! | #DIV/0! | 0 | 0
Simulation Results NORTH | [5 empty] | Scenario 31 | [5 empty] | Residential - North - Replacement | [5 empty] | Scenario 31 | [5 empty] | Residential - North - New | [5 empty] | Scenario 31 | [5 empty] | Commercial - North - Replacement | [5 empty] | Scenario 31 | [5 empty] | Commercial - North - New | [5 empty] | Scenario 31
|  |  |  | Energy use for affected buildings | [11 empty] | Energy use for affected buildings | [11 empty] | Energy use for affected buildings | [11 empty] | Energy use for affected buildings | [11 empty] | Energy use for affected buildings
|  |  |  | Gas Use | Gas Use | Electric Use | Electric Use | change | change | change | change |  |  |  |  | Gas Use | Gas Use | Electric Use | Electric Use | change | change | change | change |  |  |  |  | Gas Use | Gas Use | Electric Use | Electric Use | change | change | change | change |  |  |  |  | Gas Use | Gas Use | Electric Use | Electric Use | change | change | change | change |  |  |  |  | Gas Use | Gas Use | Electric Use | Electric Use | change | change | change | change
|  | Number of | Number | w/o Rule | w/ Rule | w/o Rule | w/ Rule | gas use | electric use | source energy | emissions |  |  | Number of | Number | w/o Rule | w/ Rule | w/o Rule | w/ Rule | gas use | electric use | source energy | emissions |  |  | Number of | Number | w/o Rule | w/ Rule | w/o Rule | w/ Rule | gas use | electric use | source energy | emissions |  |  | Number of | Number | w/o Rule | w/ Rule | w/o Rule | w/ Rule | gas use | electric use | source energy | emissions |  |  | Number of | Number | w/o Rule | w/ Rule | w/o Rule | w/ Rule | gas use | electric use | source energy | emissions
Level | Description | Buildings | Affected | (MMBtu) | (MMBtu) | (kWh) | (kWh) | % | % | (MMBtu) | (lbs CO2e) | Level | Description | Buildings | Affected | (MMBtu) | (MMBtu) | (kWh) | (kWh) | % | % | (MMBtu) | (lbs CO2e) | Level | Description | Buildings | Affected | (MMBtu) | (MMBtu) | (kWh) | (kWh) | % | % | (MMBtu) | (lbs CO2e) | Level | Description | Buildings | Affected | (MMBtu) | (MMBtu) | (kWh) | (kWh) | % | % | (MMBtu) | (lbs CO2e) | Level | Description | Buildings | Affected | (MMBtu) | (MMBtu) | (kWh) | (kWh) | % | % | (MMBtu) | (lbs CO2e)
NWGF | [11 empty] | NWGF | [11 empty] | NWGF | [11 empty] | NWGF | [11 empty] | NWGF
1 | NWGF 90% | [6 empty] | #DIV/0! | #DIV/0! | 0 | 0 | 1 | NWGF 90% | [6 empty] | #DIV/0! | #DIV/0! | 0 | 0 | 1 | NWGF 90% | [6 empty] | #DIV/0! | #DIV/0! | 0 | 0 | 1 | NWGF 90% | 133 | 47 | 115.0719 | 102.4204 | 626.9657 | 619.2707 | -10.99% | -1.227% | -13.8697 | -1870.3228 | 1 | NWGF 90% | [6 empty] | #DIV/0! | #DIV/0! | 0 | 0
2 | NWGF 92% | 5299 | 1722 | 52.345 | 43.1691 | 363.0563 | 961.8551 | -17.53% | 164.9% | -3.8109 | -527.6608 | 2 | NWGF 92% | 3779 | 1442 | 51.1529 | 42.7601 | 359.6895 | 861.1794 | -16.41% | 139.4% | -3.9633 | -545.9948 | 2 | NWGF 92% | 1341 | 218 | 41.6407 | 28.4547 | 299.9906 | 1719.8501 | -31.67% | 473.3% | 0.30693 | 8.8601 | 2 | NWGF 92% | 133 | 52 | 121.4577 | 107.8786 | 677.3363 | 658.7715 | -11.18% | -2.741% | -14.9931 | -2021.5816 | 2 | NWGF 92% | 46 | 10 | 98.2155 | 86.4332 | 589.129 | 531.0357 | -12% | -9.861% | -13.4434 | -1811.6765
3 | NWGF 95% | [6 empty] | #DIV/0! | #DIV/0! | 0 | 0 | 3 | NWGF 95% | [6 empty] | #DIV/0! | #DIV/0! | 0 | 0 | 3 | NWGF 95% | [6 empty] | #DIV/0! | #DIV/0! | 0 | 0 | 3 | NWGF 95% | 133 | 76 | 111.8244 | 99.135 | 652.0181 | 602.1585 | -11.35% | -7.647% | -14.3469 | -1933.7193 | 3 | NWGF 95% | [6 empty] | #DIV/0! | #DIV/0! | 0 | 0
4 | NWGF 98% | [6 empty] | #DIV/0! | #DIV/0! | 0 | 0 | 4 | NWGF 98% | [6 empty] | #DIV/0! | #DIV/0! | 0 | 0 | 4 | NWGF 98% | [6 empty] | #DIV/0! | #DIV/0! | 0 | 0 | 4 | NWGF 98% | 133 | 130 | 109.2742 | 96.9496 | 644.4166 | 682.6479 | -11.28% | 5.933% | -13.0385 | -1759.2859 | 4 | NWGF 98% | [6 empty] | #DIV/0! | #DIV/0! | 0 | 0
Simulation Results Rest of Country | [5 empty] | Scenario 31 | [5 empty] | Residential - Rest of Country - Replacement | [5 empty] | Scenario 31 | [5 empty] | Residential - Rest of Country - New | [5 empty] | Scenario 31 | [5 empty] | Commercial - Rest of Country - Replacement | [5 empty] | Scenario 31 | [5 empty] | Commercial - Rest of Country - New | [5 empty] | Scenario 31
|  |  |  | Energy use for affected buildings | [11 empty] | Energy use for affected buildings | [11 empty] | Energy use for affected buildings | [11 empty] | Energy use for affected buildings | [11 empty] | Energy use for affected buildings
|  |  |  | Gas Use | Gas Use | Electric Use | Electric Use | change | change | change | change |  |  |  |  | Gas Use | Gas Use | Electric Use | Electric Use | change | change | change | change |  |  |  |  | Gas Use | Gas Use | Electric Use | Electric Use | change | change | change | change |  |  |  |  | Gas Use | Gas Use | Electric Use | Electric Use | change | change | change | change |  |  |  |  | Gas Use | Gas Use | Electric Use | Electric Use | change | change | change | change
|  | Number of | Number | w/o Rule | w/ Rule | w/o Rule | w/ Rule | gas use | electric use | source energy | emissions |  |  | Number of | Number | w/o Rule | w/ Rule | w/o Rule | w/ Rule | gas use | electric use | source energy | emissions |  |  | Number of | Number | w/o Rule | w/ Rule | w/o Rule | w/ Rule | gas use | electric use | source energy | emissions |  |  | Number of | Number | w/o Rule | w/ Rule | w/o Rule | w/ Rule | gas use | electric use | source energy | emissions |  |  | Number of | Number | w/o Rule | w/ Rule | w/o Rule | w/ Rule | gas use | electric use | source energy | emissions
Level | Description | Buildings | Affected | (MMBtu) | (MMBtu) | (kWh) | (kWh) | % | % | (MMBtu) | (lbs CO2e) | Level | Description | Buildings | Affected | (MMBtu) | (MMBtu) | (kWh) | (kWh) | % | % | (MMBtu) | (lbs CO2e) | Level | Description | Buildings | Affected | (MMBtu) | (MMBtu) | (kWh) | (kWh) | % | % | (MMBtu) | (lbs CO2e) | Level | Description | Buildings | Affected | (MMBtu) | (MMBtu) | (kWh) | (kWh) | % | % | (MMBtu) | (lbs CO2e) | Level | Description | Buildings | Affected | (MMBtu) | (MMBtu) | (kWh) | (kWh) | % | % | (MMBtu) | (lbs CO2e)
NWGF | [11 empty] | NWGF | [11 empty] | NWGF | [11 empty] | NWGF | [11 empty] | NWGF
1 | NWGF 90% | [6 empty] | #DIV/0! | #DIV/0! | 0 | 0 | 1 | NWGF 90% | [6 empty] | #DIV/0! | #DIV/0! | 0 | 0 | 1 | NWGF 90% | [6 empty] | #DIV/0! | #DIV/0! | 0 | 0 | 1 | NWGF 90% | 78 | 49 | 67.8894 | 60.6386 | 586.664 | 517.4543 | -10.68% | -11.8% | -8.6189 | -1160.7857 | 1 | NWGF 90% | [6 empty] | #DIV/0! | #DIV/0! | 0 | 0
2 | NWGF 92% | 4701 | 2732 | 27.6209 | 18.1516 | 271.4149 | 1161.8754 | -34.28% | 328.1% | -1.1152 | -170.8072 | 2 | NWGF 92% | 3462 | 2630 | 26.9287 | 17.5834 | 266.089 | 1149.0859 | -34.7% | 331.8% | -1.0572 | -162.8132 | 2 | NWGF 92% | 1135 | 51 | 23.8595 | 6.553 | 237.5906 | 2476.0218 | -72.54% | 942.1% | 4.2785 | 525.7209 | 2 | NWGF 92% | 78 | 51 | 67.0768 | 59.0497 | 579.8858 | 507.2649 | -11.97% | -12.52% | -9.5003 | -1279.5755 | 2 | NWGF 92% | 26 | 0 | #DIV/0! | #DIV/0! | #DIV/0! | #DIV/0! | #DIV/0! | #DIV/0! | #DIV/0! | #DIV/0!
3 | NWGF 95% | [6 empty] | #DIV/0! | #DIV/0! | 0 | 0 | 3 | NWGF 95% | [6 empty] | #DIV/0! | #DIV/0! | 0 | 0 | 3 | NWGF 95% | [6 empty] | #DIV/0! | #DIV/0! | 0 | 0 | 3 | NWGF 95% | 78 | 70 | 59.8359 | 52.163 | 520.018 | 449.5918 | -12.82% | -13.54% | -9.0915 | -1224.4913 | 3 | NWGF 95% | [6 empty] | #DIV/0! | #DIV/0! | 0 | 0
4 | NWGF 98% | [6 empty] | #DIV/0! | #DIV/0! | 0 | 0 | 4 | NWGF 98% | [6 empty] | #DIV/0! | #DIV/0! | 0 | 0 | 4 | NWGF 98% | [6 empty] | #DIV/0! | #DIV/0! | 0 | 0 | 4 | NWGF 98% | 78 | 78 | 60.4622 | 51.7451 | 520.0389 | 500.1699 | -14.42% | -3.821% | -9.7071 | -1308.6726 | 4 | NWGF 98% | [6 empty] | #DIV/0! | #DIV/0! | 0 | 0
Simulation Results Senior Only | [5 empty] | Scenario 31 | [5 empty] | Simulation Results Senior Only - North | [5 empty] | Scenario 31 | [5 empty] | Simulation Results Senior Only - Rest of Country | [5 empty] | Scenario 31
|  |  |  | Energy use for affected buildings | [11 empty] | Energy use for affected buildings | [11 empty] | Energy use for affected buildings
|  |  |  | Gas Use | Gas Use | Electric Use | Electric Use | change | change | change | change |  |  |  |  | Gas Use | Gas Use | Electric Use | Electric Use | change | change | change | change |  |  |  |  | Gas Use | Gas Use | Electric Use | Electric Use | change | change | change | change
|  | Number of | Number | w/o Rule | w/ Rule | w/o Rule | w/ Rule | gas use | electric use | source energy | emissions |  |  | Number of | Number | w/o Rule | w/ Rule | w/o Rule | w/ Rule | gas use | electric use | source energy | emissions |  |  | Number of | Number | w/o Rule | w/ Rule | w/o Rule | w/ Rule | gas use | electric use | source energy | emissions
Level | Description | Buildings | Affected | (MMBtu) | (MMBtu) | (kWh) | (kWh) | % | % | (MMBtu) | (lbs CO2e) | Level | Description | Buildings | Affected | (MMBtu) | (MMBtu) | (kWh) | (kWh) | % | % | (MMBtu) | (lbs CO2e) | Level | Description | Buildings | Affected | (MMBtu) | (MMBtu) | (kWh) | (kWh) | % | % | (MMBtu) | (lbs CO2e)
NWGF | [11 empty] | NWGF | [11 empty] | NWGF
1 | NWGF 90% | [6 empty] | #DIV/0! | #DIV/0! | 0 | 0 | 1 | NWGF 90% | [6 empty] | #DIV/0! | #DIV/0! | 0 | 0 | 1 | NWGF 90% | [6 empty] | #DIV/0! | #DIV/0! | 0 | 0
2 | NWGF 92% | 1455 | 651 | 38.3725 | 30.0444 | 310.2332 | 1272.7654 | -21.7% | 310.3% | 0.87372 | 95.7774 | 2 | NWGF 92% | 794 | 258 | 55.123 | 46.7255 | 376.7671 | 848.9413 | -15.23% | 125.3% | -4.2717 | -586.9047 | 2 | NWGF 92% | 661 | 393 | 27.376 | 19.0935 | 266.5544 | 923.7716 | -30.25% | 246.6% | -2.2332 | -316.2322
3 | NWGF 95% | [6 empty] | #DIV/0! | #DIV/0! | 0 | 0 | 3 | NWGF 95% | [6 empty] | #DIV/0! | #DIV/0! | 0 | 0 | 3 | NWGF 95% | [6 empty] | #DIV/0! | #DIV/0! | 0 | 0
4 | NWGF 98% | [6 empty] | #DIV/0! | #DIV/0! | 0 | 0 | 4 | NWGF 98% | [6 empty] | #DIV/0! | #DIV/0! | 0 | 0 | 4 | NWGF 98% | [6 empty] | #DIV/0! | #DIV/0! | 0 | 0
Simulation Results Low Income Only | [5 empty] | Scenario 31 | [5 empty] | Simulation Results Low Income Only - North | [5 empty] | Scenario 31 | [5 empty] | Simulation Results Low Income Only - Rest of Country | [5 empty] | Scenario 31
|  |  |  | Energy use for affected buildings | [11 empty] | Energy use for affected buildings | [11 empty] | Energy use for affected buildings
|  |  |  | Gas Use | Gas Use | Electric Use | Electric Use | change | change | change | change |  |  |  |  | Gas Use | Gas Use | Electric Use | Electric Use | change | change | change | change |  |  |  |  | Gas Use | Gas Use | Electric Use | Electric Use | change | change | change | change
|  | Number of | Number | w/o Rule | w/ Rule | w/o Rule | w/ Rule | gas use | electric use | source energy | emissions |  |  | Number of | Number | w/o Rule | w/ Rule | w/o Rule | w/ Rule | gas use | electric use | source energy | emissions |  |  | Number of | Number | w/o Rule | w/ Rule | w/o Rule | w/ Rule | gas use | electric use | source energy | emissions
Level | Description | Buildings | Affected | (MMBtu) | (MMBtu) | (kWh) | (kWh) | % | % | (MMBtu) | (lbs CO2e) | Level | Description | Buildings | Affected | (MMBtu) | (MMBtu) | (kWh) | (kWh) | % | % | (MMBtu) | (lbs CO2e) | Level | Description | Buildings | Affected | (MMBtu) | (MMBtu) | (kWh) | (kWh) | % | % | (MMBtu) | (lbs CO2e)
NWGF | [11 empty] | NWGF | [11 empty] | NWGF
1 | NWGF 90% | [6 empty] | #DIV/0! | #DIV/0! | 0 | 0 | 1 | NWGF 90% | [6 empty] | #DIV/0! | #DIV/0! | 0 | 0 | 1 | NWGF 90% | [6 empty] | #DIV/0! | #DIV/0! | 0 | 0
2 | NWGF 92% | 815 | 437 | 39.2961 | 31.5499 | 312.988 | 754 | -19.71% | 140.9% | -3.8838 | -533.8849 | 2 | NWGF 92% | 441 | 172 | 59.9132 | 53.68 | 406.8173 | 465.519 | -10.4% | 14.43% | -6.1873 | -835.7843 | 2 | NWGF 92% | 374 | 265 | 25.9144 | 17.1862 | 252.0874 | 991.9353 | -33.68% | 1367% | -1.8646 | -268.4122
3 | NWGF 95% | [6 empty] | #DIV/0! | #DIV/0! | 0 | 0 | 3 | NWGF 95% | [6 empty] | #DIV/0! | #DIV/0! | 0 | 0 | 3 | NWGF 95% | [6 empty] | #DIV/0! | #DIV/0! | 0 | 0
4 | NWGF 98% | [6 empty] | #DIV/0! | #DIV/0! | 0 | 0 | 4 | NWGF 98% | [6 empty] | #DIV/0! | #DIV/0! | 0 | 0 | 4 | NWGF 98% | [6 empty] | #DIV/0! | #DIV/0! | 0 | 0

## Scenario 32
Simulation Results NATIONAL - 10000 samples | [5 empty] | Scenario 32 | [5 empty] | Residential - Replacement | [5 empty] | Scenario 32 | [5 empty] | Residential - New | [5 empty] | Scenario 32 | [5 empty] | Commercial - Replacement | [5 empty] | Scenario 32 | [5 empty] | Commercial - New | [5 empty] | Scenario 32
|  |  |  | Energy use for affected buildings | [11 empty] | Energy use for affected buildings | [11 empty] | Energy use for affected buildings | [11 empty] | Energy use for affected buildings | [11 empty] | Energy use for affected buildings
|  |  |  | Gas Use | Gas Use | Electric Use | Electric Use | change | change | change | change |  |  |  |  | Gas Use | Gas Use | Electric Use | Electric Use | change | change | change | change |  |  |  |  | Gas Use | Gas Use | Electric Use | Electric Use | change | change | change | change |  |  |  |  | Gas Use | Gas Use | Electric Use | Electric Use | change | change | change | change |  |  |  |  | Gas Use | Gas Use | Electric Use | Electric Use | change | change | change | change
|  | Number of | Number | w/o Rule | w/ Rule | w/o Rule | w/ Rule | gas use | electric use | source energy | emissions |  |  | Number of | Number | w/o Rule | w/ Rule | w/o Rule | w/ Rule | gas use | electric use | source energy | emissions |  |  | Number of | Number | w/o Rule | w/ Rule | w/o Rule | w/ Rule | gas use | electric use | source energy | emissions |  |  | Number of | Number | w/o Rule | w/ Rule | w/o Rule | w/ Rule | gas use | electric use | source energy | emissions |  |  | Number of | Number | w/o Rule | w/ Rule | w/o Rule | w/ Rule | gas use | electric use | source energy | emissions
Level | Description | Buildings | Affected | (MMBtu) | (MMBtu) | (kWh) | (kWh) | % | % | (MMBtu) | (lbs CO2e) | Level | Description | Buildings | Affected | (MMBtu) | (MMBtu) | (kWh) | (kWh) | % | % | (MMBtu) | (lbs CO2e) | Level | Description | Buildings | Affected | (MMBtu) | (MMBtu) | (kWh) | (kWh) | % | % | (MMBtu) | (lbs CO2e) | Level | Description | Buildings | Affected | (MMBtu) | (MMBtu) | (kWh) | (kWh) | % | % | (MMBtu) | (lbs CO2e) | Level | Description | Buildings | Affected | (MMBtu) | (MMBtu) | (kWh) | (kWh) | % | % | (MMBtu) | (lbs CO2e)
NWGF | [11 empty] | NWGF | [11 empty] | NWGF | [11 empty] | NWGF | [11 empty] | NWGF
1 | NWGF 90% | [6 empty] | #DIV/0! | #DIV/0! | 0 | 0 | 1 | NWGF 90% | [6 empty] | #DIV/0! | #DIV/0! | 0 | 0 | 1 | NWGF 90% | [6 empty] | #DIV/0! | #DIV/0! | 0 | 0 | 1 | NWGF 90% | 211 | 96 | 90.9892 | 81.0943 | 606.3951 | 567.3019 | -10.87% | 647.8% | -11.1896 | -1508.1632 | 1 | NWGF 90% | [6 empty] | #DIV/0! | #DIV/0! | 0 | 0
2 | NWGF 92% | 10000 | 4687 | 37.4219 | 18.2558 | 308.3239 | 3200.7926 | -51.22% | 938.1% | 9.0135 | 1149.3066 | 2 | NWGF 92% | 7250 | 4014 | 35.3717 | 18.5918 | 299.4621 | 2825.9736 | -47.44% | 843.7% | 7.831 | 998.215 | 2 | NWGF 92% | 2445 | 567 | 41.2591 | 3.7796 | 310.7514 | 6344.8164 | -90.84% | 1942% | 21.5322 | 2765.6223 | 2 | NWGF 92% | 222 | 94 | 88.265 | 77.5161 | 604.9751 | 548.6914 | -12.18% | 680.5% | -12.2982 | -1657.2776 | 2 | NWGF 92% | 83 | 12 | 143.6453 | 125.6439 | 834.1195 | 797.4037 | -12.53% | 563.9% | -20.0011 | -2696.5489
3 | NWGF 95% | [6 empty] | #DIV/0! | #DIV/0! | 0 | 0 | 3 | NWGF 95% | [6 empty] | #DIV/0! | #DIV/0! | 0 | 0 | 3 | NWGF 95% | [6 empty] | #DIV/0! | #DIV/0! | 0 | 0 | 3 | NWGF 95% | 211 | 146 | 86.8984 | 76.6142 | 588.7304 | 529.0101 | -11.83% | 668.4% | -11.8272 | -1593.6785 | 3 | NWGF 95% | [6 empty] | #DIV/0! | #DIV/0! | 0 | 0
4 | NWGF 98% | [6 empty] | #DIV/0! | #DIV/0! | 0 | 0 | 4 | NWGF 98% | [6 empty] | #DIV/0! | #DIV/0! | 0 | 0 | 4 | NWGF 98% | [6 empty] | #DIV/0! | #DIV/0! | 0 | 0 | 4 | NWGF 98% | 211 | 208 | 90.9697 | 79.9979 | 597.7749 | 614.2186 | -12.06% | 647.2% | -11.7893 | -1590.3059 | 4 | NWGF 98% | [6 empty] | #DIV/0! | #DIV/0! | 0 | 0
Simulation Results NORTH | [5 empty] | Scenario 32 | [5 empty] | Residential - North - Replacement | [5 empty] | Scenario 32 | [5 empty] | Residential - North - New | [5 empty] | Scenario 32 | [5 empty] | Commercial - North - Replacement | [5 empty] | Scenario 32 | [5 empty] | Commercial - North - New | [5 empty] | Scenario 32
|  |  |  | Energy use for affected buildings | [11 empty] | Energy use for affected buildings | [11 empty] | Energy use for affected buildings | [11 empty] | Energy use for affected buildings | [11 empty] | Energy use for affected buildings
|  |  |  | Gas Use | Gas Use | Electric Use | Electric Use | change | change | change | change |  |  |  |  | Gas Use | Gas Use | Electric Use | Electric Use | change | change | change | change |  |  |  |  | Gas Use | Gas Use | Electric Use | Electric Use | change | change | change | change |  |  |  |  | Gas Use | Gas Use | Electric Use | Electric Use | change | change | change | change |  |  |  |  | Gas Use | Gas Use | Electric Use | Electric Use | change | change | change | change
|  | Number of | Number | w/o Rule | w/ Rule | w/o Rule | w/ Rule | gas use | electric use | source energy | emissions |  |  | Number of | Number | w/o Rule | w/ Rule | w/o Rule | w/ Rule | gas use | electric use | source energy | emissions |  |  | Number of | Number | w/o Rule | w/ Rule | w/o Rule | w/ Rule | gas use | electric use | source energy | emissions |  |  | Number of | Number | w/o Rule | w/ Rule | w/o Rule | w/ Rule | gas use | electric use | source energy | emissions |  |  | Number of | Number | w/o Rule | w/ Rule | w/o Rule | w/ Rule | gas use | electric use | source energy | emissions
Level | Description | Buildings | Affected | (MMBtu) | (MMBtu) | (kWh) | (kWh) | % | % | (MMBtu) | (lbs CO2e) | Level | Description | Buildings | Affected | (MMBtu) | (MMBtu) | (kWh) | (kWh) | % | % | (MMBtu) | (lbs CO2e) | Level | Description | Buildings | Affected | (MMBtu) | (MMBtu) | (kWh) | (kWh) | % | % | (MMBtu) | (lbs CO2e) | Level | Description | Buildings | Affected | (MMBtu) | (MMBtu) | (kWh) | (kWh) | % | % | (MMBtu) | (lbs CO2e) | Level | Description | Buildings | Affected | (MMBtu) | (MMBtu) | (kWh) | (kWh) | % | % | (MMBtu) | (lbs CO2e)
NWGF | [11 empty] | NWGF | [11 empty] | NWGF | [11 empty] | NWGF | [11 empty] | NWGF
1 | NWGF 90% | [6 empty] | #DIV/0! | #DIV/0! | 0 | 0 | 1 | NWGF 90% | [6 empty] | #DIV/0! | #DIV/0! | 0 | 0 | 1 | NWGF 90% | [6 empty] | #DIV/0! | #DIV/0! | 0 | 0 | 1 | NWGF 90% | 133 | 47 | 115.0719 | 102.4204 | 626.9657 | 619.2707 | -10.99% | -1.227% | -13.8697 | -1870.3228 | 1 | NWGF 90% | [6 empty] | #DIV/0! | #DIV/0! | 0 | 0
2 | NWGF 92% | 5294 | 1863 | 51.4612 | 26.7743 | 360.0506 | 4227.6329 | -47.97% | 1074% | 13.0774 | 1675.0313 | 2 | NWGF 92% | 3773 | 1379 | 50.8463 | 31.0029 | 359.0574 | 3443.3469 | -39.03% | 859% | 10.2585 | 1312.8189 | 2 | NWGF 92% | 1320 | 427 | 46.0206 | 4.1148 | 327.1323 | 7246.9406 | -91.06% | 2115% | 25.8651 | 3329.6791 | 2 | NWGF 92% | 148 | 48 | 104.5495 | 92.0466 | 627.7968 | 576.7747 | -11.96% | -8.127% | -14.1558 | -1907.9115 | 2 | NWGF 92% | 53 | 9 | 120.6676 | 105.8075 | 646.0526 | 619.5365 | -12.31% | -4.104% | -16.4716 | -2220.7932
3 | NWGF 95% | [6 empty] | #DIV/0! | #DIV/0! | 0 | 0 | 3 | NWGF 95% | [6 empty] | #DIV/0! | #DIV/0! | 0 | 0 | 3 | NWGF 95% | [6 empty] | #DIV/0! | #DIV/0! | 0 | 0 | 3 | NWGF 95% | 133 | 76 | 111.8244 | 99.135 | 652.0181 | 602.1585 | -11.35% | -7.647% | -14.3469 | -1933.7193 | 3 | NWGF 95% | [6 empty] | #DIV/0! | #DIV/0! | 0 | 0
4 | NWGF 98% | [6 empty] | #DIV/0! | #DIV/0! | 0 | 0 | 4 | NWGF 98% | [6 empty] | #DIV/0! | #DIV/0! | 0 | 0 | 4 | NWGF 98% | [6 empty] | #DIV/0! | #DIV/0! | 0 | 0 | 4 | NWGF 98% | 133 | 130 | 109.2742 | 96.9496 | 644.4166 | 682.6479 | -11.28% | 5.933% | -13.0385 | -1759.2859 | 4 | NWGF 98% | [6 empty] | #DIV/0! | #DIV/0! | 0 | 0
Simulation Results Rest of Country | [5 empty] | Scenario 32 | [5 empty] | Residential - Rest of Country - Replacement | [5 empty] | Scenario 32 | [5 empty] | Residential - Rest of Country - New | [5 empty] | Scenario 32 | [5 empty] | Commercial - Rest of Country - Replacement | [5 empty] | Scenario 32 | [5 empty] | Commercial - Rest of Country - New | [5 empty] | Scenario 32
|  |  |  | Energy use for affected buildings | [11 empty] | Energy use for affected buildings | [11 empty] | Energy use for affected buildings | [11 empty] | Energy use for affected buildings | [11 empty] | Energy use for affected buildings
|  |  |  | Gas Use | Gas Use | Electric Use | Electric Use | change | change | change | change |  |  |  |  | Gas Use | Gas Use | Electric Use | Electric Use | change | change | change | change |  |  |  |  | Gas Use | Gas Use | Electric Use | Electric Use | change | change | change | change |  |  |  |  | Gas Use | Gas Use | Electric Use | Electric Use | change | change | change | change |  |  |  |  | Gas Use | Gas Use | Electric Use | Electric Use | change | change | change | change
|  | Number of | Number | w/o Rule | w/ Rule | w/o Rule | w/ Rule | gas use | electric use | source energy | emissions |  |  | Number of | Number | w/o Rule | w/ Rule | w/o Rule | w/ Rule | gas use | electric use | source energy | emissions |  |  | Number of | Number | w/o Rule | w/ Rule | w/o Rule | w/ Rule | gas use | electric use | source energy | emissions |  |  | Number of | Number | w/o Rule | w/ Rule | w/o Rule | w/ Rule | gas use | electric use | source energy | emissions |  |  | Number of | Number | w/o Rule | w/ Rule | w/o Rule | w/ Rule | gas use | electric use | source energy | emissions
Level | Description | Buildings | Affected | (MMBtu) | (MMBtu) | (kWh) | (kWh) | % | % | (MMBtu) | (lbs CO2e) | Level | Description | Buildings | Affected | (MMBtu) | (MMBtu) | (kWh) | (kWh) | % | % | (MMBtu) | (lbs CO2e) | Level | Description | Buildings | Affected | (MMBtu) | (MMBtu) | (kWh) | (kWh) | % | % | (MMBtu) | (lbs CO2e) | Level | Description | Buildings | Affected | (MMBtu) | (MMBtu) | (kWh) | (kWh) | % | % | (MMBtu) | (lbs CO2e) | Level | Description | Buildings | Affected | (MMBtu) | (MMBtu) | (kWh) | (kWh) | % | % | (MMBtu) | (lbs CO2e)
NWGF | [11 empty] | NWGF | [11 empty] | NWGF | [11 empty] | NWGF | [11 empty] | NWGF
1 | NWGF 90% | [6 empty] | #DIV/0! | #DIV/0! | 0 | 0 | 1 | NWGF 90% | [6 empty] | #DIV/0! | #DIV/0! | 0 | 0 | 1 | NWGF 90% | [6 empty] | #DIV/0! | #DIV/0! | 0 | 0 | 1 | NWGF 90% | 78 | 49 | 67.8894 | 60.6386 | 586.664 | 517.4543 | -10.68% | -11.8% | -8.6189 | -1160.7857 | 1 | NWGF 90% | [6 empty] | #DIV/0! | #DIV/0! | 0 | 0
2 | NWGF 92% | 4706 | 2824 | 28.1602 | 12.6361 | 274.1997 | 2523.3835 | -55.13% | 820.3% | 6.3325 | 802.4847 | 2 | NWGF 92% | 3477 | 2635 | 27.2732 | 12.0966 | 268.2736 | 2502.8777 | -55.65% | 833% | 6.5606 | 833.5703 | 2 | NWGF 92% | 1125 | 140 | 26.7366 | 2.7569 | 260.7895 | 3593.3379 | -89.69% | 1278% | 8.3167 | 1045.2493 | 2 | NWGF 92% | 74 | 46 | 71.2725 | 62.3539 | 581.1612 | 519.3871 | -12.51% | -10.63% | -10.3599 | -1395.7466 | 2 | NWGF 92% | 30 | 3 | 212.5784 | 185.1533 | 1398.3202 | 1331.0055 | -12.9% | -4.814% | -30.5894 | -4123.8158
3 | NWGF 95% | [6 empty] | #DIV/0! | #DIV/0! | 0 | 0 | 3 | NWGF 95% | [6 empty] | #DIV/0! | #DIV/0! | 0 | 0 | 3 | NWGF 95% | [6 empty] | #DIV/0! | #DIV/0! | 0 | 0 | 3 | NWGF 95% | 78 | 70 | 59.8359 | 52.163 | 520.018 | 449.5918 | -12.82% | -13.54% | -9.0915 | -1224.4913 | 3 | NWGF 95% | [6 empty] | #DIV/0! | #DIV/0! | 0 | 0
4 | NWGF 98% | [6 empty] | #DIV/0! | #DIV/0! | 0 | 0 | 4 | NWGF 98% | [6 empty] | #DIV/0! | #DIV/0! | 0 | 0 | 4 | NWGF 98% | [6 empty] | #DIV/0! | #DIV/0! | 0 | 0 | 4 | NWGF 98% | 78 | 78 | 60.4622 | 51.7451 | 520.0389 | 500.1699 | -14.42% | -3.821% | -9.7071 | -1308.6726 | 4 | NWGF 98% | [6 empty] | #DIV/0! | #DIV/0! | 0 | 0
Simulation Results Senior Only | [5 empty] | Scenario 32 | [5 empty] | Simulation Results Senior Only - North | [5 empty] | Scenario 32 | [5 empty] | Simulation Results Senior Only - Rest of Country | [5 empty] | Scenario 32
|  |  |  | Energy use for affected buildings | [11 empty] | Energy use for affected buildings | [11 empty] | Energy use for affected buildings
|  |  |  | Gas Use | Gas Use | Electric Use | Electric Use | change | change | change | change |  |  |  |  | Gas Use | Gas Use | Electric Use | Electric Use | change | change | change | change |  |  |  |  | Gas Use | Gas Use | Electric Use | Electric Use | change | change | change | change
|  | Number of | Number | w/o Rule | w/ Rule | w/o Rule | w/ Rule | gas use | electric use | source energy | emissions |  |  | Number of | Number | w/o Rule | w/ Rule | w/o Rule | w/ Rule | gas use | electric use | source energy | emissions |  |  | Number of | Number | w/o Rule | w/ Rule | w/o Rule | w/ Rule | gas use | electric use | source energy | emissions
Level | Description | Buildings | Affected | (MMBtu) | (MMBtu) | (kWh) | (kWh) | % | % | (MMBtu) | (lbs CO2e) | Level | Description | Buildings | Affected | (MMBtu) | (MMBtu) | (kWh) | (kWh) | % | % | (MMBtu) | (lbs CO2e) | Level | Description | Buildings | Affected | (MMBtu) | (MMBtu) | (kWh) | (kWh) | % | % | (MMBtu) | (lbs CO2e)
NWGF | [11 empty] | NWGF | [11 empty] | NWGF
1 | NWGF 90% | [6 empty] | #DIV/0! | #DIV/0! | 0 | 0 | 1 | NWGF 90% | [6 empty] | #DIV/0! | #DIV/0! | 0 | 0 | 1 | NWGF 90% | [6 empty] | #DIV/0! | #DIV/0! | 0 | 0
2 | NWGF 92% | 1430 | 640 | 37.7213 | 20.2741 | 308.8973 | 3317.2585 | -46.25% | 973.9% | 12.0854 | 1560.9307 | 2 | NWGF 92% | 812 | 272 | 51.0887 | 30.3893 | 357.3934 | 3558.1939 | -40.52% | 895.6% | 10.53 | 1346.7554 | 2 | NWGF 92% | 618 | 368 | 27.841 | 12.7976 | 273.0524 | 2501.1017 | -54.03% | 816% | 6.6381 | 844.1792
3 | NWGF 95% | [6 empty] | #DIV/0! | #DIV/0! | 0 | 0 | 3 | NWGF 95% | [6 empty] | #DIV/0! | #DIV/0! | 0 | 0 | 3 | NWGF 95% | [6 empty] | #DIV/0! | #DIV/0! | 0 | 0
4 | NWGF 98% | [6 empty] | #DIV/0! | #DIV/0! | 0 | 0 | 4 | NWGF 98% | [6 empty] | #DIV/0! | #DIV/0! | 0 | 0 | 4 | NWGF 98% | [6 empty] | #DIV/0! | #DIV/0! | 0 | 0
Simulation Results Low Income Only | [5 empty] | Scenario 32 | [5 empty] | Simulation Results Low Income Only - North | [5 empty] | Scenario 32 | [5 empty] | Simulation Results Low Income Only - Rest of Country | [5 empty] | Scenario 32
|  |  |  | Energy use for affected buildings | [11 empty] | Energy use for affected buildings | [11 empty] | Energy use for affected buildings
|  |  |  | Gas Use | Gas Use | Electric Use | Electric Use | change | change | change | change |  |  |  |  | Gas Use | Gas Use | Electric Use | Electric Use | change | change | change | change |  |  |  |  | Gas Use | Gas Use | Electric Use | Electric Use | change | change | change | change
|  | Number of | Number | w/o Rule | w/ Rule | w/o Rule | w/ Rule | gas use | electric use | source energy | emissions |  |  | Number of | Number | w/o Rule | w/ Rule | w/o Rule | w/ Rule | gas use | electric use | source energy | emissions |  |  | Number of | Number | w/o Rule | w/ Rule | w/o Rule | w/ Rule | gas use | electric use | source energy | emissions
Level | Description | Buildings | Affected | (MMBtu) | (MMBtu) | (kWh) | (kWh) | % | % | (MMBtu) | (lbs CO2e) | Level | Description | Buildings | Affected | (MMBtu) | (MMBtu) | (kWh) | (kWh) | % | % | (MMBtu) | (lbs CO2e) | Level | Description | Buildings | Affected | (MMBtu) | (MMBtu) | (kWh) | (kWh) | % | % | (MMBtu) | (lbs CO2e)
NWGF | [11 empty] | NWGF | [11 empty] | NWGF
1 | NWGF 90% | [6 empty] | #DIV/0! | #DIV/0! | 0 | 0 | 1 | NWGF 90% | [6 empty] | #DIV/0! | #DIV/0! | 0 | 0 | 1 | NWGF 90% | [6 empty] | #DIV/0! | #DIV/0! | 0 | 0
2 | NWGF 92% | 835 | 407 | 36.691 | 18.3454 | 300.1034 | 963 | -50% | 220.9% | -13.1431 | -1787.7001 | 2 | NWGF 92% | 444 | 143 | 55.1377 | 31.696 | 381.9455 | 4395.2274 | -42.51% | 1051% | 15.9411 | 2057.8934 | 2 | NWGF 92% | 391 | 264 | 26.699 | 11.1138 | 255.7722 | 2600.1494 | -58.37% | 2201% | 7.2502 | 924.0582
3 | NWGF 95% | [6 empty] | #DIV/0! | #DIV/0! | 0 | 0 | 3 | NWGF 95% | [6 empty] | #DIV/0! | #DIV/0! | 0 | 0 | 3 | NWGF 95% | [6 empty] | #DIV/0! | #DIV/0! | 0 | 0
4 | NWGF 98% | [6 empty] | #DIV/0! | #DIV/0! | 0 | 0 | 4 | NWGF 98% | [6 empty] | #DIV/0! | #DIV/0! | 0 | 0 | 4 | NWGF 98% | [6 empty] | #DIV/0! | #DIV/0! | 0 | 0

## Scenario 33
Simulation Results NATIONAL - 10000 samples | [5 empty] | Scenario 33 | [5 empty] | Residential - Replacement | [5 empty] | Scenario 33 | [5 empty] | Residential - New | [5 empty] | Scenario 33 | [5 empty] | Commercial - Replacement | [5 empty] | Scenario 33 | [5 empty] | Commercial - New | [5 empty] | Scenario 33
|  |  |  | Energy use for affected buildings | [11 empty] | Energy use for affected buildings | [11 empty] | Energy use for affected buildings | [11 empty] | Energy use for affected buildings | [11 empty] | Energy use for affected buildings
|  |  |  | Gas Use | Gas Use | Electric Use | Electric Use | change | change | change | change |  |  |  |  | Gas Use | Gas Use | Electric Use | Electric Use | change | change | change | change |  |  |  |  | Gas Use | Gas Use | Electric Use | Electric Use | change | change | change | change |  |  |  |  | Gas Use | Gas Use | Electric Use | Electric Use | change | change | change | change |  |  |  |  | Gas Use | Gas Use | Electric Use | Electric Use | change | change | change | change
|  | Number of | Number | w/o Rule | w/ Rule | w/o Rule | w/ Rule | gas use | electric use | source energy | emissions |  |  | Number of | Number | w/o Rule | w/ Rule | w/o Rule | w/ Rule | gas use | electric use | source energy | emissions |  |  | Number of | Number | w/o Rule | w/ Rule | w/o Rule | w/ Rule | gas use | electric use | source energy | emissions |  |  | Number of | Number | w/o Rule | w/ Rule | w/o Rule | w/ Rule | gas use | electric use | source energy | emissions |  |  | Number of | Number | w/o Rule | w/ Rule | w/o Rule | w/ Rule | gas use | electric use | source energy | emissions
Level | Description | Buildings | Affected | (MMBtu) | (MMBtu) | (kWh) | (kWh) | % | % | (MMBtu) | (lbs CO2e) | Level | Description | Buildings | Affected | (MMBtu) | (MMBtu) | (kWh) | (kWh) | % | % | (MMBtu) | (lbs CO2e) | Level | Description | Buildings | Affected | (MMBtu) | (MMBtu) | (kWh) | (kWh) | % | % | (MMBtu) | (lbs CO2e) | Level | Description | Buildings | Affected | (MMBtu) | (MMBtu) | (kWh) | (kWh) | % | % | (MMBtu) | (lbs CO2e) | Level | Description | Buildings | Affected | (MMBtu) | (MMBtu) | (kWh) | (kWh) | % | % | (MMBtu) | (lbs CO2e)
NWGF | [11 empty] | NWGF | [11 empty] | NWGF | [11 empty] | NWGF | [11 empty] | NWGF
1 | NWGF 90% | [6 empty] | #DIV/0! | #DIV/0! | 0 | 0 | 1 | NWGF 90% | [6 empty] | #DIV/0! | #DIV/0! | 0 | 0 | 1 | NWGF 90% | [6 empty] | #DIV/0! | #DIV/0! | 0 | 0 | 1 | NWGF 90% | 211 | 96 | 90.9892 | 81.0943 | 606.3951 | 567.3019 | -10.87% | 647.8% | -11.1896 | -1508.1632 | 1 | NWGF 90% | [6 empty] | #DIV/0! | #DIV/0! | 0 | 0
2 | NWGF 92% | 10000 | 4605 | 37.5854 | 18.7351 | 309.415 | 3145.1688 | -50.15% | 916.5% | 8.7714 | 1117.9594 | 2 | NWGF 92% | 7250 | 3994 | 35.4306 | 18.7017 | 299.8288 | 2817.2975 | -47.22% | 839.6% | 7.7931 | 993.3075 | 2 | NWGF 92% | 2445 | 505 | 42.6734 | 5.5171 | 317.7486 | 6277.3669 | -87.07% | 1876% | 21.1148 | 2711.0403 | 2 | NWGF 92% | 222 | 94 | 88.265 | 77.5161 | 604.9751 | 548.6914 | -12.18% | 680.5% | -12.2982 | -1657.2776 | 2 | NWGF 92% | 83 | 12 | 143.6453 | 125.6439 | 834.1195 | 797.4037 | -12.53% | 563.9% | -20.0011 | -2696.5489
3 | NWGF 95% | [6 empty] | #DIV/0! | #DIV/0! | 0 | 0 | 3 | NWGF 95% | [6 empty] | #DIV/0! | #DIV/0! | 0 | 0 | 3 | NWGF 95% | [6 empty] | #DIV/0! | #DIV/0! | 0 | 0 | 3 | NWGF 95% | 211 | 146 | 86.8984 | 76.6142 | 588.7304 | 529.0101 | -11.83% | 668.4% | -11.8272 | -1593.6785 | 3 | NWGF 95% | [6 empty] | #DIV/0! | #DIV/0! | 0 | 0
4 | NWGF 98% | [6 empty] | #DIV/0! | #DIV/0! | 0 | 0 | 4 | NWGF 98% | [6 empty] | #DIV/0! | #DIV/0! | 0 | 0 | 4 | NWGF 98% | [6 empty] | #DIV/0! | #DIV/0! | 0 | 0 | 4 | NWGF 98% | 211 | 208 | 90.9697 | 79.9979 | 597.7749 | 614.2186 | -12.06% | 647.2% | -11.7893 | -1590.3059 | 4 | NWGF 98% | [6 empty] | #DIV/0! | #DIV/0! | 0 | 0
Simulation Results NORTH | [5 empty] | Scenario 33 | [5 empty] | Residential - North - Replacement | [5 empty] | Scenario 33 | [5 empty] | Residential - North - New | [5 empty] | Scenario 33 | [5 empty] | Commercial - North - Replacement | [5 empty] | Scenario 33 | [5 empty] | Commercial - North - New | [5 empty] | Scenario 33
|  |  |  | Energy use for affected buildings | [11 empty] | Energy use for affected buildings | [11 empty] | Energy use for affected buildings | [11 empty] | Energy use for affected buildings | [11 empty] | Energy use for affected buildings
|  |  |  | Gas Use | Gas Use | Electric Use | Electric Use | change | change | change | change |  |  |  |  | Gas Use | Gas Use | Electric Use | Electric Use | change | change | change | change |  |  |  |  | Gas Use | Gas Use | Electric Use | Electric Use | change | change | change | change |  |  |  |  | Gas Use | Gas Use | Electric Use | Electric Use | change | change | change | change |  |  |  |  | Gas Use | Gas Use | Electric Use | Electric Use | change | change | change | change
|  | Number of | Number | w/o Rule | w/ Rule | w/o Rule | w/ Rule | gas use | electric use | source energy | emissions |  |  | Number of | Number | w/o Rule | w/ Rule | w/o Rule | w/ Rule | gas use | electric use | source energy | emissions |  |  | Number of | Number | w/o Rule | w/ Rule | w/o Rule | w/ Rule | gas use | electric use | source energy | emissions |  |  | Number of | Number | w/o Rule | w/ Rule | w/o Rule | w/ Rule | gas use | electric use | source energy | emissions |  |  | Number of | Number | w/o Rule | w/ Rule | w/o Rule | w/ Rule | gas use | electric use | source energy | emissions
Level | Description | Buildings | Affected | (MMBtu) | (MMBtu) | (kWh) | (kWh) | % | % | (MMBtu) | (lbs CO2e) | Level | Description | Buildings | Affected | (MMBtu) | (MMBtu) | (kWh) | (kWh) | % | % | (MMBtu) | (lbs CO2e) | Level | Description | Buildings | Affected | (MMBtu) | (MMBtu) | (kWh) | (kWh) | % | % | (MMBtu) | (lbs CO2e) | Level | Description | Buildings | Affected | (MMBtu) | (MMBtu) | (kWh) | (kWh) | % | % | (MMBtu) | (lbs CO2e) | Level | Description | Buildings | Affected | (MMBtu) | (MMBtu) | (kWh) | (kWh) | % | % | (MMBtu) | (lbs CO2e)
NWGF | [11 empty] | NWGF | [11 empty] | NWGF | [11 empty] | NWGF | [11 empty] | NWGF
1 | NWGF 90% | [6 empty] | #DIV/0! | #DIV/0! | 0 | 0 | 1 | NWGF 90% | [6 empty] | #DIV/0! | #DIV/0! | 0 | 0 | 1 | NWGF 90% | [6 empty] | #DIV/0! | #DIV/0! | 0 | 0 | 1 | NWGF 90% | 133 | 47 | 115.0719 | 102.4204 | 626.9657 | 619.2707 | -10.99% | -1.227% | -13.8697 | -1870.3228 | 1 | NWGF 90% | [6 empty] | #DIV/0! | #DIV/0! | 0 | 0
2 | NWGF 92% | 5294 | 1813 | 51.8333 | 27.8189 | 362.0079 | 4104.0518 | -46.33% | 1034% | 12.5125 | 1601.7264 | 2 | NWGF 92% | 3773 | 1369 | 50.9501 | 31.2568 | 359.6299 | 3418.7684 | -38.65% | 850.6% | 10.162 | 1300.382 | 2 | NWGF 92% | 1320 | 387 | 46.8181 | 5.8776 | 330.8482 | 7046.7468 | -87.45% | 2030% | 24.809 | 3191.9219 | 2 | NWGF 92% | 148 | 48 | 104.5495 | 92.0466 | 627.7968 | 576.7747 | -11.96% | -8.127% | -14.1558 | -1907.9115 | 2 | NWGF 92% | 53 | 9 | 120.6676 | 105.8075 | 646.0526 | 619.5365 | -12.31% | -4.104% | -16.4716 | -2220.7932
3 | NWGF 95% | [6 empty] | #DIV/0! | #DIV/0! | 0 | 0 | 3 | NWGF 95% | [6 empty] | #DIV/0! | #DIV/0! | 0 | 0 | 3 | NWGF 95% | [6 empty] | #DIV/0! | #DIV/0! | 0 | 0 | 3 | NWGF 95% | 133 | 76 | 111.8244 | 99.135 | 652.0181 | 602.1585 | -11.35% | -7.647% | -14.3469 | -1933.7193 | 3 | NWGF 95% | [6 empty] | #DIV/0! | #DIV/0! | 0 | 0
4 | NWGF 98% | [6 empty] | #DIV/0! | #DIV/0! | 0 | 0 | 4 | NWGF 98% | [6 empty] | #DIV/0! | #DIV/0! | 0 | 0 | 4 | NWGF 98% | [6 empty] | #DIV/0! | #DIV/0! | 0 | 0 | 4 | NWGF 98% | 133 | 130 | 109.2742 | 96.9496 | 644.4166 | 682.6479 | -11.28% | 5.933% | -13.0385 | -1759.2859 | 4 | NWGF 98% | [6 empty] | #DIV/0! | #DIV/0! | 0 | 0
Simulation Results Rest of Country | [5 empty] | Scenario 33 | [5 empty] | Residential - Rest of Country - Replacement | [5 empty] | Scenario 33 | [5 empty] | Residential - Rest of Country - New | [5 empty] | Scenario 33 | [5 empty] | Commercial - Rest of Country - Replacement | [5 empty] | Scenario 33 | [5 empty] | Commercial - Rest of Country - New | [5 empty] | Scenario 33
|  |  |  | Energy use for affected buildings | [11 empty] | Energy use for affected buildings | [11 empty] | Energy use for affected buildings | [11 empty] | Energy use for affected buildings | [11 empty] | Energy use for affected buildings
|  |  |  | Gas Use | Gas Use | Electric Use | Electric Use | change | change | change | change |  |  |  |  | Gas Use | Gas Use | Electric Use | Electric Use | change | change | change | change |  |  |  |  | Gas Use | Gas Use | Electric Use | Electric Use | change | change | change | change |  |  |  |  | Gas Use | Gas Use | Electric Use | Electric Use | change | change | change | change |  |  |  |  | Gas Use | Gas Use | Electric Use | Electric Use | change | change | change | change
|  | Number of | Number | w/o Rule | w/ Rule | w/o Rule | w/ Rule | gas use | electric use | source energy | emissions |  |  | Number of | Number | w/o Rule | w/ Rule | w/o Rule | w/ Rule | gas use | electric use | source energy | emissions |  |  | Number of | Number | w/o Rule | w/ Rule | w/o Rule | w/ Rule | gas use | electric use | source energy | emissions |  |  | Number of | Number | w/o Rule | w/ Rule | w/o Rule | w/ Rule | gas use | electric use | source energy | emissions |  |  | Number of | Number | w/o Rule | w/ Rule | w/o Rule | w/ Rule | gas use | electric use | source energy | emissions
Level | Description | Buildings | Affected | (MMBtu) | (MMBtu) | (kWh) | (kWh) | % | % | (MMBtu) | (lbs CO2e) | Level | Description | Buildings | Affected | (MMBtu) | (MMBtu) | (kWh) | (kWh) | % | % | (MMBtu) | (lbs CO2e) | Level | Description | Buildings | Affected | (MMBtu) | (MMBtu) | (kWh) | (kWh) | % | % | (MMBtu) | (lbs CO2e) | Level | Description | Buildings | Affected | (MMBtu) | (MMBtu) | (kWh) | (kWh) | % | % | (MMBtu) | (lbs CO2e) | Level | Description | Buildings | Affected | (MMBtu) | (MMBtu) | (kWh) | (kWh) | % | % | (MMBtu) | (lbs CO2e)
NWGF | [11 empty] | NWGF | [11 empty] | NWGF | [11 empty] | NWGF | [11 empty] | NWGF
1 | NWGF 90% | [6 empty] | #DIV/0! | #DIV/0! | 0 | 0 | 1 | NWGF 90% | [6 empty] | #DIV/0! | #DIV/0! | 0 | 0 | 1 | NWGF 90% | [6 empty] | #DIV/0! | #DIV/0! | 0 | 0 | 1 | NWGF 90% | 78 | 49 | 67.8894 | 60.6386 | 586.664 | 517.4543 | -10.68% | -11.8% | -8.6189 | -1160.7857 | 1 | NWGF 90% | [6 empty] | #DIV/0! | #DIV/0! | 0 | 0
2 | NWGF 92% | 4706 | 2792 | 28.3334 | 12.8364 | 275.2636 | 2522.513 | -54.7% | 816.4% | 6.3421 | 803.8227 | 2 | NWGF 92% | 3477 | 2625 | 27.3368 | 12.154 | 268.641 | 2503.6161 | -55.54% | 832% | 6.5576 | 833.1609 | 2 | NWGF 92% | 1125 | 118 | 29.08 | 4.3346 | 274.7861 | 3754.0617 | -85.09% | 1266% | 8.999 | 1133.9117 | 2 | NWGF 92% | 74 | 46 | 71.2725 | 62.3539 | 581.1612 | 519.3871 | -12.51% | -10.63% | -10.3599 | -1395.7466 | 2 | NWGF 92% | 30 | 3 | 212.5784 | 185.1533 | 1398.3202 | 1331.0055 | -12.9% | -4.814% | -30.5894 | -4123.8158
3 | NWGF 95% | [6 empty] | #DIV/0! | #DIV/0! | 0 | 0 | 3 | NWGF 95% | [6 empty] | #DIV/0! | #DIV/0! | 0 | 0 | 3 | NWGF 95% | [6 empty] | #DIV/0! | #DIV/0! | 0 | 0 | 3 | NWGF 95% | 78 | 70 | 59.8359 | 52.163 | 520.018 | 449.5918 | -12.82% | -13.54% | -9.0915 | -1224.4913 | 3 | NWGF 95% | [6 empty] | #DIV/0! | #DIV/0! | 0 | 0
4 | NWGF 98% | [6 empty] | #DIV/0! | #DIV/0! | 0 | 0 | 4 | NWGF 98% | [6 empty] | #DIV/0! | #DIV/0! | 0 | 0 | 4 | NWGF 98% | [6 empty] | #DIV/0! | #DIV/0! | 0 | 0 | 4 | NWGF 98% | 78 | 78 | 60.4622 | 51.7451 | 520.0389 | 500.1699 | -14.42% | -3.821% | -9.7071 | -1308.6726 | 4 | NWGF 98% | [6 empty] | #DIV/0! | #DIV/0! | 0 | 0
Simulation Results Senior Only | [5 empty] | Scenario 33 | [5 empty] | Simulation Results Senior Only - North | [5 empty] | Scenario 33 | [5 empty] | Simulation Results Senior Only - Rest of Country | [5 empty] | Scenario 33
|  |  |  | Energy use for affected buildings | [11 empty] | Energy use for affected buildings | [11 empty] | Energy use for affected buildings
|  |  |  | Gas Use | Gas Use | Electric Use | Electric Use | change | change | change | change |  |  |  |  | Gas Use | Gas Use | Electric Use | Electric Use | change | change | change | change |  |  |  |  | Gas Use | Gas Use | Electric Use | Electric Use | change | change | change | change
|  | Number of | Number | w/o Rule | w/ Rule | w/o Rule | w/ Rule | gas use | electric use | source energy | emissions |  |  | Number of | Number | w/o Rule | w/ Rule | w/o Rule | w/ Rule | gas use | electric use | source energy | emissions |  |  | Number of | Number | w/o Rule | w/ Rule | w/o Rule | w/ Rule | gas use | electric use | source energy | emissions
Level | Description | Buildings | Affected | (MMBtu) | (MMBtu) | (kWh) | (kWh) | % | % | (MMBtu) | (lbs CO2e) | Level | Description | Buildings | Affected | (MMBtu) | (MMBtu) | (kWh) | (kWh) | % | % | (MMBtu) | (lbs CO2e) | Level | Description | Buildings | Affected | (MMBtu) | (MMBtu) | (kWh) | (kWh) | % | % | (MMBtu) | (lbs CO2e)
NWGF | [11 empty] | NWGF | [11 empty] | NWGF
1 | NWGF 90% | [6 empty] | #DIV/0! | #DIV/0! | 0 | 0 | 1 | NWGF 90% | [6 empty] | #DIV/0! | #DIV/0! | 0 | 0 | 1 | NWGF 90% | [6 empty] | #DIV/0! | #DIV/0! | 0 | 0
2 | NWGF 92% | 1430 | 631 | 37.8343 | 20.6266 | 309.5982 | 3269.4272 | -45.48% | 956% | 11.8447 | 1529.5881 | 2 | NWGF 92% | 812 | 270 | 50.7358 | 30.7025 | 355.8237 | 3410.1435 | -39.49% | 858.4% | 9.7417 | 1243.8037 | 2 | NWGF 92% | 618 | 361 | 28.1849 | 13.0907 | 275.0251 | 2520.8435 | -53.55% | 816.6% | 6.7663 | 861.0578
3 | NWGF 95% | [6 empty] | #DIV/0! | #DIV/0! | 0 | 0 | 3 | NWGF 95% | [6 empty] | #DIV/0! | #DIV/0! | 0 | 0 | 3 | NWGF 95% | [6 empty] | #DIV/0! | #DIV/0! | 0 | 0
4 | NWGF 98% | [6 empty] | #DIV/0! | #DIV/0! | 0 | 0 | 4 | NWGF 98% | [6 empty] | #DIV/0! | #DIV/0! | 0 | 0 | 4 | NWGF 98% | [6 empty] | #DIV/0! | #DIV/0! | 0 | 0
Simulation Results Low Income Only | [5 empty] | Scenario 33 | [5 empty] | Simulation Results Low Income Only - North | [5 empty] | Scenario 33 | [5 empty] | Simulation Results Low Income Only - Rest of Country | [5 empty] | Scenario 33
|  |  |  | Energy use for affected buildings | [11 empty] | Energy use for affected buildings | [11 empty] | Energy use for affected buildings
|  |  |  | Gas Use | Gas Use | Electric Use | Electric Use | change | change | change | change |  |  |  |  | Gas Use | Gas Use | Electric Use | Electric Use | change | change | change | change |  |  |  |  | Gas Use | Gas Use | Electric Use | Electric Use | change | change | change | change
|  | Number of | Number | w/o Rule | w/ Rule | w/o Rule | w/ Rule | gas use | electric use | source energy | emissions |  |  | Number of | Number | w/o Rule | w/ Rule | w/o Rule | w/ Rule | gas use | electric use | source energy | emissions |  |  | Number of | Number | w/o Rule | w/ Rule | w/o Rule | w/ Rule | gas use | electric use | source energy | emissions
Level | Description | Buildings | Affected | (MMBtu) | (MMBtu) | (kWh) | (kWh) | % | % | (MMBtu) | (lbs CO2e) | Level | Description | Buildings | Affected | (MMBtu) | (MMBtu) | (kWh) | (kWh) | % | % | (MMBtu) | (lbs CO2e) | Level | Description | Buildings | Affected | (MMBtu) | (MMBtu) | (kWh) | (kWh) | % | % | (MMBtu) | (lbs CO2e)
NWGF | [11 empty] | NWGF | [11 empty] | NWGF
1 | NWGF 90% | [6 empty] | #DIV/0! | #DIV/0! | 0 | 0 | 1 | NWGF 90% | [6 empty] | #DIV/0! | #DIV/0! | 0 | 0 | 1 | NWGF 90% | [6 empty] | #DIV/0! | #DIV/0! | 0 | 0
2 | NWGF 92% | 835 | 405 | 36.7526 | 18.436 | 300.701 | 913 | -49.84% | 203.6% | -13.6346 | -1852.8303 | 2 | NWGF 92% | 444 | 142 | 55.2942 | 31.9193 | 383.5004 | 4392.4841 | -42.27% | 1045% | 15.9694 | 2061.808 | 2 | NWGF 92% | 391 | 263 | 26.7416 | 11.1561 | 255.9957 | 2604.2912 | -58.28% | 2195% | 7.2904 | 929.3895
3 | NWGF 95% | [6 empty] | #DIV/0! | #DIV/0! | 0 | 0 | 3 | NWGF 95% | [6 empty] | #DIV/0! | #DIV/0! | 0 | 0 | 3 | NWGF 95% | [6 empty] | #DIV/0! | #DIV/0! | 0 | 0
4 | NWGF 98% | [6 empty] | #DIV/0! | #DIV/0! | 0 | 0 | 4 | NWGF 98% | [6 empty] | #DIV/0! | #DIV/0! | 0 | 0 | 4 | NWGF 98% | [6 empty] | #DIV/0! | #DIV/0! | 0 | 0

## Scenario 36
Simulation Results NATIONAL - 10000 samples | [5 empty] | Scenario 36 | [5 empty] | Residential - Replacement | [5 empty] | Scenario 36 | [5 empty] | Residential - New | [5 empty] | Scenario 36 | [5 empty] | Commercial - Replacement | [5 empty] | Scenario 36 | [5 empty] | Commercial - New | [5 empty] | Scenario 36
|  |  |  | Energy use for affected buildings | [11 empty] | Energy use for affected buildings | [11 empty] | Energy use for affected buildings | [11 empty] | Energy use for affected buildings | [11 empty] | Energy use for affected buildings
|  |  |  | Gas Use | Gas Use | Electric Use | Electric Use | change | change | change | change |  |  |  |  | Gas Use | Gas Use | Electric Use | Electric Use | change | change | change | change |  |  |  |  | Gas Use | Gas Use | Electric Use | Electric Use | change | change | change | change |  |  |  |  | Gas Use | Gas Use | Electric Use | Electric Use | change | change | change | change |  |  |  |  | Gas Use | Gas Use | Electric Use | Electric Use | change | change | change | change
|  | Number of | Number | w/o Rule | w/ Rule | w/o Rule | w/ Rule | gas use | electric use | source energy | emissions |  |  | Number of | Number | w/o Rule | w/ Rule | w/o Rule | w/ Rule | gas use | electric use | source energy | emissions |  |  | Number of | Number | w/o Rule | w/ Rule | w/o Rule | w/ Rule | gas use | electric use | source energy | emissions |  |  | Number of | Number | w/o Rule | w/ Rule | w/o Rule | w/ Rule | gas use | electric use | source energy | emissions |  |  | Number of | Number | w/o Rule | w/ Rule | w/o Rule | w/ Rule | gas use | electric use | source energy | emissions
Level | Description | Buildings | Affected | (MMBtu) | (MMBtu) | (kWh) | (kWh) | % | % | (MMBtu) | (lbs CO2e) | Level | Description | Buildings | Affected | (MMBtu) | (MMBtu) | (kWh) | (kWh) | % | % | (MMBtu) | (lbs CO2e) | Level | Description | Buildings | Affected | (MMBtu) | (MMBtu) | (kWh) | (kWh) | % | % | (MMBtu) | (lbs CO2e) | Level | Description | Buildings | Affected | (MMBtu) | (MMBtu) | (kWh) | (kWh) | % | % | (MMBtu) | (lbs CO2e) | Level | Description | Buildings | Affected | (MMBtu) | (MMBtu) | (kWh) | (kWh) | % | % | (MMBtu) | (lbs CO2e)
NWGF | [11 empty] | NWGF | [11 empty] | NWGF | [11 empty] | NWGF | [11 empty] | NWGF
1 | NWGF 90% | [6 empty] | #DIV/0! | #DIV/0! | 0 | 0 | 1 | NWGF 90% | [6 empty] | #DIV/0! | #DIV/0! | 0 | 0 | 1 | NWGF 90% | [6 empty] | #DIV/0! | #DIV/0! | 0 | 0 | 1 | NWGF 90% | 211 | 96 | 90.9892 | 81.0943 | 606.3951 | 567.3019 | -10.87% | 647.8% | -11.1896 | -1508.1632 | 1 | NWGF 90% | [6 empty] | #DIV/0! | #DIV/0! | 0 | 0
2 | NWGF 92% | 10000 | 4102 | 32.5104 | 22.8461 | 279.7204 | 1143.1741 | -29.73% | 308.7% | -1.607 | -236.5107 | 2 | NWGF 92% | 7241 | 3441 | 30.0508 | 21.0158 | 267.8141 | 1058.9895 | -30.07% | 295.4% | -1.6684 | -243.131 | 2 | NWGF 92% | 2476 | 556 | 42.3203 | 28.34 | 318.6295 | 1800.7006 | -33.03% | 465.1% | 0.084349 | -22.5834 | 2 | NWGF 92% | 211 | 95 | 57.2608 | 50.2954 | 450.6611 | 408.6045 | -12.16% | 796% | -8.0271 | -1081.59 | 2 | NWGF 92% | 72 | 10 | 98.3008 | 86.4332 | 589.384 | 531.0357 | -12.07% | 581.9% | -13.539 | -1824.564
3 | NWGF 95% | [6 empty] | #DIV/0! | #DIV/0! | 0 | 0 | 3 | NWGF 95% | [6 empty] | #DIV/0! | #DIV/0! | 0 | 0 | 3 | NWGF 95% | [6 empty] | #DIV/0! | #DIV/0! | 0 | 0 | 3 | NWGF 95% | 211 | 146 | 86.8984 | 76.6142 | 588.7304 | 529.0101 | -11.83% | 668.4% | -11.8272 | -1593.6785 | 3 | NWGF 95% | [6 empty] | #DIV/0! | #DIV/0! | 0 | 0
4 | NWGF 98% | [6 empty] | #DIV/0! | #DIV/0! | 0 | 0 | 4 | NWGF 98% | [6 empty] | #DIV/0! | #DIV/0! | 0 | 0 | 4 | NWGF 98% | [6 empty] | #DIV/0! | #DIV/0! | 0 | 0 | 4 | NWGF 98% | 211 | 208 | 90.9697 | 79.9979 | 597.7749 | 614.2186 | -12.06% | 647.2% | -11.7893 | -1590.3059 | 4 | NWGF 98% | [6 empty] | #DIV/0! | #DIV/0! | 0 | 0
Simulation Results NORTH | [5 empty] | Scenario 36 | [5 empty] | Residential - North - Replacement | [5 empty] | Scenario 36 | [5 empty] | Residential - North - New | [5 empty] | Scenario 36 | [5 empty] | Commercial - North - Replacement | [5 empty] | Scenario 36 | [5 empty] | Commercial - North - New | [5 empty] | Scenario 36
|  |  |  | Energy use for affected buildings | [11 empty] | Energy use for affected buildings | [11 empty] | Energy use for affected buildings | [11 empty] | Energy use for affected buildings | [11 empty] | Energy use for affected buildings
|  |  |  | Gas Use | Gas Use | Electric Use | Electric Use | change | change | change | change |  |  |  |  | Gas Use | Gas Use | Electric Use | Electric Use | change | change | change | change |  |  |  |  | Gas Use | Gas Use | Electric Use | Electric Use | change | change | change | change |  |  |  |  | Gas Use | Gas Use | Electric Use | Electric Use | change | change | change | change |  |  |  |  | Gas Use | Gas Use | Electric Use | Electric Use | change | change | change | change
|  | Number of | Number | w/o Rule | w/ Rule | w/o Rule | w/ Rule | gas use | electric use | source energy | emissions |  |  | Number of | Number | w/o Rule | w/ Rule | w/o Rule | w/ Rule | gas use | electric use | source energy | emissions |  |  | Number of | Number | w/o Rule | w/ Rule | w/o Rule | w/ Rule | gas use | electric use | source energy | emissions |  |  | Number of | Number | w/o Rule | w/ Rule | w/o Rule | w/ Rule | gas use | electric use | source energy | emissions |  |  | Number of | Number | w/o Rule | w/ Rule | w/o Rule | w/ Rule | gas use | electric use | source energy | emissions
Level | Description | Buildings | Affected | (MMBtu) | (MMBtu) | (kWh) | (kWh) | % | % | (MMBtu) | (lbs CO2e) | Level | Description | Buildings | Affected | (MMBtu) | (MMBtu) | (kWh) | (kWh) | % | % | (MMBtu) | (lbs CO2e) | Level | Description | Buildings | Affected | (MMBtu) | (MMBtu) | (kWh) | (kWh) | % | % | (MMBtu) | (lbs CO2e) | Level | Description | Buildings | Affected | (MMBtu) | (MMBtu) | (kWh) | (kWh) | % | % | (MMBtu) | (lbs CO2e) | Level | Description | Buildings | Affected | (MMBtu) | (MMBtu) | (kWh) | (kWh) | % | % | (MMBtu) | (lbs CO2e)
NWGF | [11 empty] | NWGF | [11 empty] | NWGF | [11 empty] | NWGF | [11 empty] | NWGF
1 | NWGF 90% | [6 empty] | #DIV/0! | #DIV/0! | 0 | 0 | 1 | NWGF 90% | [6 empty] | #DIV/0! | #DIV/0! | 0 | 0 | 1 | NWGF 90% | [6 empty] | #DIV/0! | #DIV/0! | 0 | 0 | 1 | NWGF 90% | 133 | 47 | 115.0719 | 102.4204 | 626.9657 | 619.2707 | -10.99% | -1.227% | -13.8697 | -1870.3228 | 1 | NWGF 90% | [6 empty] | #DIV/0! | #DIV/0! | 0 | 0
2 | NWGF 92% | 5299 | 1522 | 43.8212 | 33.4237 | 314.6347 | 1188.3611 | -23.73% | 277.7% | -2.3 | -330.2034 | 2 | NWGF 92% | 3779 | 1061 | 41.4621 | 32.9104 | 301.2058 | 908.6955 | -20.63% | 201.7% | -3.0407 | -423.9891 | 2 | NWGF 92% | 1341 | 418 | 46.0602 | 30.8961 | 329.4995 | 1972.5796 | -32.92% | 498.7% | 0.45854 | 24.1919 | 2 | NWGF 92% | 133 | 33 | 74.7995 | 65.8799 | 474.8482 | 445.7882 | -11.92% | -6.12% | -10.0227 | -1351.0208 | 2 | NWGF 92% | 46 | 10 | 98.3008 | 86.4332 | 589.384 | 531.0357 | -12.07% | -9.9% | -13.539 | -1824.564
3 | NWGF 95% | [6 empty] | #DIV/0! | #DIV/0! | 0 | 0 | 3 | NWGF 95% | [6 empty] | #DIV/0! | #DIV/0! | 0 | 0 | 3 | NWGF 95% | [6 empty] | #DIV/0! | #DIV/0! | 0 | 0 | 3 | NWGF 95% | 133 | 76 | 111.8244 | 99.135 | 652.0181 | 602.1585 | -11.35% | -7.647% | -14.3469 | -1933.7193 | 3 | NWGF 95% | [6 empty] | #DIV/0! | #DIV/0! | 0 | 0
4 | NWGF 98% | [6 empty] | #DIV/0! | #DIV/0! | 0 | 0 | 4 | NWGF 98% | [6 empty] | #DIV/0! | #DIV/0! | 0 | 0 | 4 | NWGF 98% | [6 empty] | #DIV/0! | #DIV/0! | 0 | 0 | 4 | NWGF 98% | 133 | 130 | 109.2742 | 96.9496 | 644.4166 | 682.6479 | -11.28% | 5.933% | -13.0385 | -1759.2859 | 4 | NWGF 98% | [6 empty] | #DIV/0! | #DIV/0! | 0 | 0
Simulation Results Rest of Country | [5 empty] | Scenario 36 | [5 empty] | Residential - Rest of Country - Replacement | [5 empty] | Scenario 36 | [5 empty] | Residential - Rest of Country - New | [5 empty] | Scenario 36 | [5 empty] | Commercial - Rest of Country - Replacement | [5 empty] | Scenario 36 | [5 empty] | Commercial - Rest of Country - New | [5 empty] | Scenario 36
|  |  |  | Energy use for affected buildings | [11 empty] | Energy use for affected buildings | [11 empty] | Energy use for affected buildings | [11 empty] | Energy use for affected buildings | [11 empty] | Energy use for affected buildings
|  |  |  | Gas Use | Gas Use | Electric Use | Electric Use | change | change | change | change |  |  |  |  | Gas Use | Gas Use | Electric Use | Electric Use | change | change | change | change |  |  |  |  | Gas Use | Gas Use | Electric Use | Electric Use | change | change | change | change |  |  |  |  | Gas Use | Gas Use | Electric Use | Electric Use | change | change | change | change |  |  |  |  | Gas Use | Gas Use | Electric Use | Electric Use | change | change | change | change
|  | Number of | Number | w/o Rule | w/ Rule | w/o Rule | w/ Rule | gas use | electric use | source energy | emissions |  |  | Number of | Number | w/o Rule | w/ Rule | w/o Rule | w/ Rule | gas use | electric use | source energy | emissions |  |  | Number of | Number | w/o Rule | w/ Rule | w/o Rule | w/ Rule | gas use | electric use | source energy | emissions |  |  | Number of | Number | w/o Rule | w/ Rule | w/o Rule | w/ Rule | gas use | electric use | source energy | emissions |  |  | Number of | Number | w/o Rule | w/ Rule | w/o Rule | w/ Rule | gas use | electric use | source energy | emissions
Level | Description | Buildings | Affected | (MMBtu) | (MMBtu) | (kWh) | (kWh) | % | % | (MMBtu) | (lbs CO2e) | Level | Description | Buildings | Affected | (MMBtu) | (MMBtu) | (kWh) | (kWh) | % | % | (MMBtu) | (lbs CO2e) | Level | Description | Buildings | Affected | (MMBtu) | (MMBtu) | (kWh) | (kWh) | % | % | (MMBtu) | (lbs CO2e) | Level | Description | Buildings | Affected | (MMBtu) | (MMBtu) | (kWh) | (kWh) | % | % | (MMBtu) | (lbs CO2e) | Level | Description | Buildings | Affected | (MMBtu) | (MMBtu) | (kWh) | (kWh) | % | % | (MMBtu) | (lbs CO2e)
NWGF | [11 empty] | NWGF | [11 empty] | NWGF | [11 empty] | NWGF | [11 empty] | NWGF
1 | NWGF 90% | [6 empty] | #DIV/0! | #DIV/0! | 0 | 0 | 1 | NWGF 90% | [6 empty] | #DIV/0! | #DIV/0! | 0 | 0 | 1 | NWGF 90% | [6 empty] | #DIV/0! | #DIV/0! | 0 | 0 | 1 | NWGF 90% | 78 | 49 | 67.8894 | 60.6386 | 586.664 | 517.4543 | -10.68% | -11.8% | -8.6189 | -1160.7857 | 1 | NWGF 90% | [6 empty] | #DIV/0! | #DIV/0! | 0 | 0
2 | NWGF 92% | 4701 | 2580 | 25.8379 | 16.6062 | 259.1236 | 1116.5173 | -35.73% | 330.9% | -1.1982 | -181.2393 | 2 | NWGF 92% | 3462 | 2380 | 24.9637 | 15.7132 | 252.9281 | 1125.9903 | -37.06% | 345.2% | -1.0566 | -162.5048 | 2 | NWGF 92% | 1135 | 138 | 30.9921 | 20.5979 | 285.7043 | 1280.0815 | -33.54% | 348% | -1.0491 | -164.2649 | 2 | NWGF 92% | 78 | 62 | 47.9257 | 42.0004 | 437.7873 | 388.8132 | -12.36% | -11.19% | -6.9649 | -938.1833 | 2 | NWGF 92% | 26 | 0 | #DIV/0! | #DIV/0! | #DIV/0! | #DIV/0! | #DIV/0! | #DIV/0! | #DIV/0! | #DIV/0!
3 | NWGF 95% | [6 empty] | #DIV/0! | #DIV/0! | 0 | 0 | 3 | NWGF 95% | [6 empty] | #DIV/0! | #DIV/0! | 0 | 0 | 3 | NWGF 95% | [6 empty] | #DIV/0! | #DIV/0! | 0 | 0 | 3 | NWGF 95% | 78 | 70 | 59.8359 | 52.163 | 520.018 | 449.5918 | -12.82% | -13.54% | -9.0915 | -1224.4913 | 3 | NWGF 95% | [6 empty] | #DIV/0! | #DIV/0! | 0 | 0
4 | NWGF 98% | [6 empty] | #DIV/0! | #DIV/0! | 0 | 0 | 4 | NWGF 98% | [6 empty] | #DIV/0! | #DIV/0! | 0 | 0 | 4 | NWGF 98% | [6 empty] | #DIV/0! | #DIV/0! | 0 | 0 | 4 | NWGF 98% | 78 | 78 | 60.4622 | 51.7451 | 520.0389 | 500.1699 | -14.42% | -3.821% | -9.7071 | -1308.6726 | 4 | NWGF 98% | [6 empty] | #DIV/0! | #DIV/0! | 0 | 0
Simulation Results Senior Only | [5 empty] | Scenario 36 | [5 empty] | Simulation Results Senior Only - North | [5 empty] | Scenario 36 | [5 empty] | Simulation Results Senior Only - Rest of Country | [5 empty] | Scenario 36
|  |  |  | Energy use for affected buildings | [11 empty] | Energy use for affected buildings | [11 empty] | Energy use for affected buildings
|  |  |  | Gas Use | Gas Use | Electric Use | Electric Use | change | change | change | change |  |  |  |  | Gas Use | Gas Use | Electric Use | Electric Use | change | change | change | change |  |  |  |  | Gas Use | Gas Use | Electric Use | Electric Use | change | change | change | change
|  | Number of | Number | w/o Rule | w/ Rule | w/o Rule | w/ Rule | gas use | electric use | source energy | emissions |  |  | Number of | Number | w/o Rule | w/ Rule | w/o Rule | w/ Rule | gas use | electric use | source energy | emissions |  |  | Number of | Number | w/o Rule | w/ Rule | w/o Rule | w/ Rule | gas use | electric use | source energy | emissions
Level | Description | Buildings | Affected | (MMBtu) | (MMBtu) | (kWh) | (kWh) | % | % | (MMBtu) | (lbs CO2e) | Level | Description | Buildings | Affected | (MMBtu) | (MMBtu) | (kWh) | (kWh) | % | % | (MMBtu) | (lbs CO2e) | Level | Description | Buildings | Affected | (MMBtu) | (MMBtu) | (kWh) | (kWh) | % | % | (MMBtu) | (lbs CO2e)
NWGF | [11 empty] | NWGF | [11 empty] | NWGF
1 | NWGF 90% | [6 empty] | #DIV/0! | #DIV/0! | 0 | 0 | 1 | NWGF 90% | [6 empty] | #DIV/0! | #DIV/0! | 0 | 0 | 1 | NWGF 90% | [6 empty] | #DIV/0! | #DIV/0! | 0 | 0
2 | NWGF 92% | 1455 | 532 | 31.9335 | 22.9762 | 275.2246 | 1358.2909 | -28.05% | 393.5% | 1.4342 | 168.5982 | 2 | NWGF 92% | 794 | 180 | 42.7971 | 33.0746 | 306.6442 | 1104.8918 | -22.72% | 260.3% | -2.3446 | -334.4822 | 2 | NWGF 92% | 661 | 352 | 26.3782 | 17.8122 | 259.1577 | 988.9172 | -32.47% | 281.6% | -1.7921 | -258.4087
3 | NWGF 95% | [6 empty] | #DIV/0! | #DIV/0! | 0 | 0 | 3 | NWGF 95% | [6 empty] | #DIV/0! | #DIV/0! | 0 | 0 | 3 | NWGF 95% | [6 empty] | #DIV/0! | #DIV/0! | 0 | 0
4 | NWGF 98% | [6 empty] | #DIV/0! | #DIV/0! | 0 | 0 | 4 | NWGF 98% | [6 empty] | #DIV/0! | #DIV/0! | 0 | 0 | 4 | NWGF 98% | [6 empty] | #DIV/0! | #DIV/0! | 0 | 0
Simulation Results Low Income Only | [5 empty] | Scenario 36 | [5 empty] | Simulation Results Low Income Only - North | [5 empty] | Scenario 36 | [5 empty] | Simulation Results Low Income Only - Rest of Country | [5 empty] | Scenario 36
|  |  |  | Energy use for affected buildings | [11 empty] | Energy use for affected buildings | [11 empty] | Energy use for affected buildings
|  |  |  | Gas Use | Gas Use | Electric Use | Electric Use | change | change | change | change |  |  |  |  | Gas Use | Gas Use | Electric Use | Electric Use | change | change | change | change |  |  |  |  | Gas Use | Gas Use | Electric Use | Electric Use | change | change | change | change
|  | Number of | Number | w/o Rule | w/ Rule | w/o Rule | w/ Rule | gas use | electric use | source energy | emissions |  |  | Number of | Number | w/o Rule | w/ Rule | w/o Rule | w/ Rule | gas use | electric use | source energy | emissions |  |  | Number of | Number | w/o Rule | w/ Rule | w/o Rule | w/ Rule | gas use | electric use | source energy | emissions
Level | Description | Buildings | Affected | (MMBtu) | (MMBtu) | (kWh) | (kWh) | % | % | (MMBtu) | (lbs CO2e) | Level | Description | Buildings | Affected | (MMBtu) | (MMBtu) | (kWh) | (kWh) | % | % | (MMBtu) | (lbs CO2e) | Level | Description | Buildings | Affected | (MMBtu) | (MMBtu) | (kWh) | (kWh) | % | % | (MMBtu) | (lbs CO2e)
NWGF | [11 empty] | NWGF | [11 empty] | NWGF
1 | NWGF 90% | [6 empty] | #DIV/0! | #DIV/0! | 0 | 0 | 1 | NWGF 90% | [6 empty] | #DIV/0! | #DIV/0! | 0 | 0 | 1 | NWGF 90% | [6 empty] | #DIV/0! | #DIV/0! | 0 | 0
2 | NWGF 92% | 815 | 346 | 29.6672 | 20.8269 | 261.2268 | 764 | -29.8% | 192.5% | -4.4378 | -610.0161 | 2 | NWGF 92% | 441 | 102 | 42.745 | 35.653 | 311.1021 | 657.7906 | -16.59% | 111.4% | -4.1459 | -567.0696 | 2 | NWGF 92% | 374 | 244 | 24.2002 | 14.6291 | 240.3773 | 1226.3759 | -39.55% | 1543% | -0.23849 | -54.7557
3 | NWGF 95% | [6 empty] | #DIV/0! | #DIV/0! | 0 | 0 | 3 | NWGF 95% | [6 empty] | #DIV/0! | #DIV/0! | 0 | 0 | 3 | NWGF 95% | [6 empty] | #DIV/0! | #DIV/0! | 0 | 0
4 | NWGF 98% | [6 empty] | #DIV/0! | #DIV/0! | 0 | 0 | 4 | NWGF 98% | [6 empty] | #DIV/0! | #DIV/0! | 0 | 0 | 4 | NWGF 98% | [6 empty] | #DIV/0! | #DIV/0! | 0 | 0

## Scenario F1
Simulation Results NATIONAL - 10000 samples | [5 empty] | Scenario F1 | [5 empty] | Residential - Replacement | [5 empty] | Scenario F1 | [5 empty] | Residential - New | [5 empty] | Scenario F1 | [5 empty] | Commercial - Replacement | [5 empty] | Scenario F1 | [5 empty] | Commercial - New | [5 empty] | Scenario F1
|  |  |  | Energy use for affected buildings | [11 empty] | Energy use for affected buildings | [11 empty] | Energy use for affected buildings | [11 empty] | Energy use for affected buildings | [11 empty] | Energy use for affected buildings
|  |  |  | Gas Use | Gas Use | Electric Use | Electric Use | change | change | change | change |  |  |  |  | Gas Use | Gas Use | Electric Use | Electric Use | change | change | change | change |  |  |  |  | Gas Use | Gas Use | Electric Use | Electric Use | change | change | change | change |  |  |  |  | Gas Use | Gas Use | Electric Use | Electric Use | change | change | change | change |  |  |  |  | Gas Use | Gas Use | Electric Use | Electric Use | change | change | change | change
|  | Number of | Number | w/o Rule | w/ Rule | w/o Rule | w/ Rule | gas use | electric use | source energy | emissions |  |  | Number of | Number | w/o Rule | w/ Rule | w/o Rule | w/ Rule | gas use | electric use | source energy | emissions |  |  | Number of | Number | w/o Rule | w/ Rule | w/o Rule | w/ Rule | gas use | electric use | source energy | emissions |  |  | Number of | Number | w/o Rule | w/ Rule | w/o Rule | w/ Rule | gas use | electric use | source energy | emissions |  |  | Number of | Number | w/o Rule | w/ Rule | w/o Rule | w/ Rule | gas use | electric use | source energy | emissions
Level | Description | Buildings | Affected | (MMBtu) | (MMBtu) | (kWh) | (kWh) | % | % | (MMBtu) | (lbs CO2e) | Level | Description | Buildings | Affected | (MMBtu) | (MMBtu) | (kWh) | (kWh) | % | % | (MMBtu) | (lbs CO2e) | Level | Description | Buildings | Affected | (MMBtu) | (MMBtu) | (kWh) | (kWh) | % | % | (MMBtu) | (lbs CO2e) | Level | Description | Buildings | Affected | (MMBtu) | (MMBtu) | (kWh) | (kWh) | % | % | (MMBtu) | (lbs CO2e) | Level | Description | Buildings | Affected | (MMBtu) | (MMBtu) | (kWh) | (kWh) | % | % | (MMBtu) | (lbs CO2e)
NWGF | [11 empty] | NWGF | [11 empty] | NWGF | [11 empty] | NWGF | [11 empty] | NWGF
1 | NWGF 90% | [6 empty] | #DIV/0! | #DIV/0! | 0 | 0 | 1 | NWGF 90% | [6 empty] | #DIV/0! | #DIV/0! | 0 | 0 | 1 | NWGF 90% | [6 empty] | #DIV/0! | #DIV/0! | 0 | 0 | 1 | NWGF 90% | 211 | 96 | 90.9892 | 81.0943 | 606.3951 | 567.3019 | -10.87% | 647.8% | -11.1896 | -1508.1632 | 1 | NWGF 90% | [6 empty] | #DIV/0! | #DIV/0! | 0 | 0
2 | NWGF 92% | 10000 | 5247 | 36.3711 | 27.7612 | 297.9601 | 986.5448 | -23.67% | 231.1% | -2.2656 | -321.3247 | 2 | NWGF 92% | 7241 | 3760 | 34.9666 | 26.4991 | 286.2642 | 978.5074 | -24.22% | 241.8% | -2.0726 | -295.3822 | 2 | NWGF 92% | 2476 | 1345 | 34.4947 | 25.6344 | 306.814 | 1061.9018 | -25.69% | 246.1% | -1.851 | -266.9377 | 2 | NWGF 92% | 211 | 108 | 96.2804 | 85.5915 | 543.1492 | 505.4604 | -11.1% | 534.6% | -12.0405 | -1622.9489 | 2 | NWGF 92% | 72 | 34 | 75.6129 | 67.7722 | 462.3035 | 422.4971 | -10.37% | 582.1% | -8.958 | -1207.1854
3 | NWGF 95% | [6 empty] | #DIV/0! | #DIV/0! | 0 | 0 | 3 | NWGF 95% | [6 empty] | #DIV/0! | #DIV/0! | 0 | 0 | 3 | NWGF 95% | [6 empty] | #DIV/0! | #DIV/0! | 0 | 0 | 3 | NWGF 95% | 211 | 146 | 86.8984 | 76.6142 | 588.7304 | 529.0101 | -11.83% | 668.4% | -11.8272 | -1593.6785 | 3 | NWGF 95% | [6 empty] | #DIV/0! | #DIV/0! | 0 | 0
4 | NWGF 98% | [6 empty] | #DIV/0! | #DIV/0! | 0 | 0 | 4 | NWGF 98% | [6 empty] | #DIV/0! | #DIV/0! | 0 | 0 | 4 | NWGF 98% | [6 empty] | #DIV/0! | #DIV/0! | 0 | 0 | 4 | NWGF 98% | 211 | 208 | 90.9697 | 79.9979 | 597.7749 | 614.2186 | -12.06% | 647.2% | -11.7893 | -1590.3059 | 4 | NWGF 98% | [6 empty] | #DIV/0! | #DIV/0! | 0 | 0
Simulation Results NORTH | [5 empty] | Scenario F1 | [5 empty] | Residential - North - Replacement | [5 empty] | Scenario F1 | [5 empty] | Residential - North - New | [5 empty] | Scenario F1 | [5 empty] | Commercial - North - Replacement | [5 empty] | Scenario F1 | [5 empty] | Commercial - North - New | [5 empty] | Scenario F1
|  |  |  | Energy use for affected buildings | [11 empty] | Energy use for affected buildings | [11 empty] | Energy use for affected buildings | [11 empty] | Energy use for affected buildings | [11 empty] | Energy use for affected buildings
|  |  |  | Gas Use | Gas Use | Electric Use | Electric Use | change | change | change | change |  |  |  |  | Gas Use | Gas Use | Electric Use | Electric Use | change | change | change | change |  |  |  |  | Gas Use | Gas Use | Electric Use | Electric Use | change | change | change | change |  |  |  |  | Gas Use | Gas Use | Electric Use | Electric Use | change | change | change | change |  |  |  |  | Gas Use | Gas Use | Electric Use | Electric Use | change | change | change | change
|  | Number of | Number | w/o Rule | w/ Rule | w/o Rule | w/ Rule | gas use | electric use | source energy | emissions |  |  | Number of | Number | w/o Rule | w/ Rule | w/o Rule | w/ Rule | gas use | electric use | source energy | emissions |  |  | Number of | Number | w/o Rule | w/ Rule | w/o Rule | w/ Rule | gas use | electric use | source energy | emissions |  |  | Number of | Number | w/o Rule | w/ Rule | w/o Rule | w/ Rule | gas use | electric use | source energy | emissions |  |  | Number of | Number | w/o Rule | w/ Rule | w/o Rule | w/ Rule | gas use | electric use | source energy | emissions
Level | Description | Buildings | Affected | (MMBtu) | (MMBtu) | (kWh) | (kWh) | % | % | (MMBtu) | (lbs CO2e) | Level | Description | Buildings | Affected | (MMBtu) | (MMBtu) | (kWh) | (kWh) | % | % | (MMBtu) | (lbs CO2e) | Level | Description | Buildings | Affected | (MMBtu) | (MMBtu) | (kWh) | (kWh) | % | % | (MMBtu) | (lbs CO2e) | Level | Description | Buildings | Affected | (MMBtu) | (MMBtu) | (kWh) | (kWh) | % | % | (MMBtu) | (lbs CO2e) | Level | Description | Buildings | Affected | (MMBtu) | (MMBtu) | (kWh) | (kWh) | % | % | (MMBtu) | (lbs CO2e)
NWGF | [11 empty] | NWGF | [11 empty] | NWGF | [11 empty] | NWGF | [11 empty] | NWGF
1 | NWGF 90% | [6 empty] | #DIV/0! | #DIV/0! | 0 | 0 | 1 | NWGF 90% | [6 empty] | #DIV/0! | #DIV/0! | 0 | 0 | 1 | NWGF 90% | [6 empty] | #DIV/0! | #DIV/0! | 0 | 0 | 1 | NWGF 90% | 133 | 47 | 115.0719 | 102.4204 | 626.9657 | 619.2707 | -10.99% | -1.227% | -13.8697 | -1870.3228 | 1 | NWGF 90% | [6 empty] | #DIV/0! | #DIV/0! | 0 | 0
2 | NWGF 92% | 5299 | 1788 | 53.3418 | 43.8809 | 349.8764 | 1023.4183 | -17.74% | 192.5% | -3.3488 | -467.0567 | 2 | NWGF 92% | 3779 | 1179 | 52.9373 | 43.9637 | 338.8125 | 937.7588 | -16.95% | 176.8% | -3.5888 | -497.7222 | 2 | NWGF 92% | 1341 | 539 | 45.5652 | 35.4152 | 341.5526 | 1268.8916 | -22.28% | 271.5% | -1.4759 | -220.2982 | 2 | NWGF 92% | 133 | 56 | 122.8707 | 109.8273 | 596.4688 | 581.123 | -10.62% | -2.573% | -14.376 | -1938.4361 | 2 | NWGF 92% | 46 | 14 | 108.6923 | 99.0536 | 615.7111 | 555.6386 | -8.868% | -9.757% | -11.1273 | -1499.2714
3 | NWGF 95% | [6 empty] | #DIV/0! | #DIV/0! | 0 | 0 | 3 | NWGF 95% | [6 empty] | #DIV/0! | #DIV/0! | 0 | 0 | 3 | NWGF 95% | [6 empty] | #DIV/0! | #DIV/0! | 0 | 0 | 3 | NWGF 95% | 133 | 76 | 111.8244 | 99.135 | 652.0181 | 602.1585 | -11.35% | -7.647% | -14.3469 | -1933.7193 | 3 | NWGF 95% | [6 empty] | #DIV/0! | #DIV/0! | 0 | 0
4 | NWGF 98% | [6 empty] | #DIV/0! | #DIV/0! | 0 | 0 | 4 | NWGF 98% | [6 empty] | #DIV/0! | #DIV/0! | 0 | 0 | 4 | NWGF 98% | [6 empty] | #DIV/0! | #DIV/0! | 0 | 0 | 4 | NWGF 98% | 133 | 130 | 109.2742 | 96.9496 | 644.4166 | 682.6479 | -11.28% | 5.933% | -13.0385 | -1759.2859 | 4 | NWGF 98% | [6 empty] | #DIV/0! | #DIV/0! | 0 | 0
Simulation Results Rest of Country | [5 empty] | Scenario F1 | [5 empty] | Residential - Rest of Country - Replacement | [5 empty] | Scenario F1 | [5 empty] | Residential - Rest of Country - New | [5 empty] | Scenario F1 | [5 empty] | Commercial - Rest of Country - Replacement | [5 empty] | Scenario F1 | [5 empty] | Commercial - Rest of Country - New | [5 empty] | Scenario F1
|  |  |  | Energy use for affected buildings | [11 empty] | Energy use for affected buildings | [11 empty] | Energy use for affected buildings | [11 empty] | Energy use for affected buildings | [11 empty] | Energy use for affected buildings
|  |  |  | Gas Use | Gas Use | Electric Use | Electric Use | change | change | change | change |  |  |  |  | Gas Use | Gas Use | Electric Use | Electric Use | change | change | change | change |  |  |  |  | Gas Use | Gas Use | Electric Use | Electric Use | change | change | change | change |  |  |  |  | Gas Use | Gas Use | Electric Use | Electric Use | change | change | change | change |  |  |  |  | Gas Use | Gas Use | Electric Use | Electric Use | change | change | change | change
|  | Number of | Number | w/o Rule | w/ Rule | w/o Rule | w/ Rule | gas use | electric use | source energy | emissions |  |  | Number of | Number | w/o Rule | w/ Rule | w/o Rule | w/ Rule | gas use | electric use | source energy | emissions |  |  | Number of | Number | w/o Rule | w/ Rule | w/o Rule | w/ Rule | gas use | electric use | source energy | emissions |  |  | Number of | Number | w/o Rule | w/ Rule | w/o Rule | w/ Rule | gas use | electric use | source energy | emissions |  |  | Number of | Number | w/o Rule | w/ Rule | w/o Rule | w/ Rule | gas use | electric use | source energy | emissions
Level | Description | Buildings | Affected | (MMBtu) | (MMBtu) | (kWh) | (kWh) | % | % | (MMBtu) | (lbs CO2e) | Level | Description | Buildings | Affected | (MMBtu) | (MMBtu) | (kWh) | (kWh) | % | % | (MMBtu) | (lbs CO2e) | Level | Description | Buildings | Affected | (MMBtu) | (MMBtu) | (kWh) | (kWh) | % | % | (MMBtu) | (lbs CO2e) | Level | Description | Buildings | Affected | (MMBtu) | (MMBtu) | (kWh) | (kWh) | % | % | (MMBtu) | (lbs CO2e) | Level | Description | Buildings | Affected | (MMBtu) | (MMBtu) | (kWh) | (kWh) | % | % | (MMBtu) | (lbs CO2e)
NWGF | [11 empty] | NWGF | [11 empty] | NWGF | [11 empty] | NWGF | [11 empty] | NWGF
1 | NWGF 90% | [6 empty] | #DIV/0! | #DIV/0! | 0 | 0 | 1 | NWGF 90% | [6 empty] | #DIV/0! | #DIV/0! | 0 | 0 | 1 | NWGF 90% | [6 empty] | #DIV/0! | #DIV/0! | 0 | 0 | 1 | NWGF 90% | 78 | 49 | 67.8894 | 60.6386 | 586.664 | 517.4543 | -10.68% | -11.8% | -8.6189 | -1160.7857 | 1 | NWGF 90% | [6 empty] | #DIV/0! | #DIV/0! | 0 | 0
2 | NWGF 92% | 4701 | 3459 | 27.5987 | 19.4287 | 271.1239 | 967.4844 | -29.6% | 256.8% | -1.7057 | -245.9941 | 2 | NWGF 92% | 3462 | 2581 | 26.7577 | 18.5213 | 262.2602 | 997.1214 | -30.78% | 280.2% | -1.38 | -202.9533 | 2 | NWGF 92% | 1135 | 806 | 27.0914 | 19.0936 | 283.5831 | 923.4807 | -29.52% | 225.6% | -2.1019 | -298.1271 | 2 | NWGF 92% | 78 | 52 | 67.6446 | 59.4914 | 485.7281 | 423.9775 | -12.05% | -12.71% | -9.5253 | -1283.1935 | 2 | NWGF 92% | 26 | 20 | 52.4574 | 45.8751 | 354.9182 | 329.2981 | -12.55% | -7.219% | -7.4395 | -1002.7251
3 | NWGF 95% | [6 empty] | #DIV/0! | #DIV/0! | 0 | 0 | 3 | NWGF 95% | [6 empty] | #DIV/0! | #DIV/0! | 0 | 0 | 3 | NWGF 95% | [6 empty] | #DIV/0! | #DIV/0! | 0 | 0 | 3 | NWGF 95% | 78 | 70 | 59.8359 | 52.163 | 520.018 | 449.5918 | -12.82% | -13.54% | -9.0915 | -1224.4913 | 3 | NWGF 95% | [6 empty] | #DIV/0! | #DIV/0! | 0 | 0
4 | NWGF 98% | [6 empty] | #DIV/0! | #DIV/0! | 0 | 0 | 4 | NWGF 98% | [6 empty] | #DIV/0! | #DIV/0! | 0 | 0 | 4 | NWGF 98% | [6 empty] | #DIV/0! | #DIV/0! | 0 | 0 | 4 | NWGF 98% | 78 | 78 | 60.4622 | 51.7451 | 520.0389 | 500.1699 | -14.42% | -3.821% | -9.7071 | -1308.6726 | 4 | NWGF 98% | [6 empty] | #DIV/0! | #DIV/0! | 0 | 0
Simulation Results Senior Only | [5 empty] | Scenario F1 | [5 empty] | Simulation Results Senior Only - North | [5 empty] | Scenario F1 | [5 empty] | Simulation Results Senior Only - Rest of Country | [5 empty] | Scenario F1
|  |  |  | Energy use for affected buildings | [11 empty] | Energy use for affected buildings | [11 empty] | Energy use for affected buildings
|  |  |  | Gas Use | Gas Use | Electric Use | Electric Use | change | change | change | change |  |  |  |  | Gas Use | Gas Use | Electric Use | Electric Use | change | change | change | change |  |  |  |  | Gas Use | Gas Use | Electric Use | Electric Use | change | change | change | change
|  | Number of | Number | w/o Rule | w/ Rule | w/o Rule | w/ Rule | gas use | electric use | source energy | emissions |  |  | Number of | Number | w/o Rule | w/ Rule | w/o Rule | w/ Rule | gas use | electric use | source energy | emissions |  |  | Number of | Number | w/o Rule | w/ Rule | w/o Rule | w/ Rule | gas use | electric use | source energy | emissions
Level | Description | Buildings | Affected | (MMBtu) | (MMBtu) | (kWh) | (kWh) | % | % | (MMBtu) | (lbs CO2e) | Level | Description | Buildings | Affected | (MMBtu) | (MMBtu) | (kWh) | (kWh) | % | % | (MMBtu) | (lbs CO2e) | Level | Description | Buildings | Affected | (MMBtu) | (MMBtu) | (kWh) | (kWh) | % | % | (MMBtu) | (lbs CO2e)
NWGF | [11 empty] | NWGF | [11 empty] | NWGF
1 | NWGF 90% | [6 empty] | #DIV/0! | #DIV/0! | 0 | 0 | 1 | NWGF 90% | [6 empty] | #DIV/0! | #DIV/0! | 0 | 0 | 1 | NWGF 90% | [6 empty] | #DIV/0! | #DIV/0! | 0 | 0
2 | NWGF 92% | 1455 | 706 | 36.0803 | 27.8888 | 286.6545 | 1246.0907 | -22.7% | 334.7% | 0.99071 | 111.6254 | 2 | NWGF 92% | 794 | 233 | 53.2878 | 43.1578 | 335.5156 | 1055.9567 | -19.01% | 214.7% | -3.5931 | -501.0851 | 2 | NWGF 92% | 661 | 473 | 27.6038 | 20.3672 | 262.5855 | 816.4099 | -26.22% | 210.9% | -2.162 | -304.2628
3 | NWGF 95% | [6 empty] | #DIV/0! | #DIV/0! | 0 | 0 | 3 | NWGF 95% | [6 empty] | #DIV/0! | #DIV/0! | 0 | 0 | 3 | NWGF 95% | [6 empty] | #DIV/0! | #DIV/0! | 0 | 0
4 | NWGF 98% | [6 empty] | #DIV/0! | #DIV/0! | 0 | 0 | 4 | NWGF 98% | [6 empty] | #DIV/0! | #DIV/0! | 0 | 0 | 4 | NWGF 98% | [6 empty] | #DIV/0! | #DIV/0! | 0 | 0
Simulation Results Low Income Only | [5 empty] | Scenario F1 | [5 empty] | Simulation Results Low Income Only - North | [5 empty] | Scenario F1 | [5 empty] | Simulation Results Low Income Only - Rest of Country | [5 empty] | Scenario F1
|  |  |  | Energy use for affected buildings | [11 empty] | Energy use for affected buildings | [11 empty] | Energy use for affected buildings
|  |  |  | Gas Use | Gas Use | Electric Use | Electric Use | change | change | change | change |  |  |  |  | Gas Use | Gas Use | Electric Use | Electric Use | change | change | change | change |  |  |  |  | Gas Use | Gas Use | Electric Use | Electric Use | change | change | change | change
|  | Number of | Number | w/o Rule | w/ Rule | w/o Rule | w/ Rule | gas use | electric use | source energy | emissions |  |  | Number of | Number | w/o Rule | w/ Rule | w/o Rule | w/ Rule | gas use | electric use | source energy | emissions |  |  | Number of | Number | w/o Rule | w/ Rule | w/o Rule | w/ Rule | gas use | electric use | source energy | emissions
Level | Description | Buildings | Affected | (MMBtu) | (MMBtu) | (kWh) | (kWh) | % | % | (MMBtu) | (lbs CO2e) | Level | Description | Buildings | Affected | (MMBtu) | (MMBtu) | (kWh) | (kWh) | % | % | (MMBtu) | (lbs CO2e) | Level | Description | Buildings | Affected | (MMBtu) | (MMBtu) | (kWh) | (kWh) | % | % | (MMBtu) | (lbs CO2e)
NWGF | [11 empty] | NWGF | [11 empty] | NWGF
1 | NWGF 90% | [6 empty] | #DIV/0! | #DIV/0! | 0 | 0 | 1 | NWGF 90% | [6 empty] | #DIV/0! | #DIV/0! | 0 | 0 | 1 | NWGF 90% | [6 empty] | #DIV/0! | #DIV/0! | 0 | 0
2 | NWGF 92% | 815 | 431 | 36.0023 | 28.5802 | 270.8181 | 864 | -20.62% | 219% | -1.9574 | -277.5663 | 2 | NWGF 92% | 441 | 137 | 58.2698 | 50.9157 | 330.23 | 484.3619 | -12.62% | 46.67% | -6.4224 | -869.6725 | 2 | NWGF 92% | 374 | 294 | 25.626 | 18.1721 | 243.133 | 821.8496 | -29.09% | 1238% | -2.1415 | -302.067
3 | NWGF 95% | [6 empty] | #DIV/0! | #DIV/0! | 0 | 0 | 3 | NWGF 95% | [6 empty] | #DIV/0! | #DIV/0! | 0 | 0 | 3 | NWGF 95% | [6 empty] | #DIV/0! | #DIV/0! | 0 | 0
4 | NWGF 98% | [6 empty] | #DIV/0! | #DIV/0! | 0 | 0 | 4 | NWGF 98% | [6 empty] | #DIV/0! | #DIV/0! | 0 | 0 | 4 | NWGF 98% | [6 empty] | #DIV/0! | #DIV/0! | 0 | 0

## Scenario I2, I6
Simulation Results NATIONAL - 10000 samples | [5 empty] | Scenario I2, I6 | [5 empty] | Residential - Replacement | [5 empty] | Scenario I2, I6 | [5 empty] | Residential - New | [5 empty] | Scenario I2, I6 | [5 empty] | Commercial - Replacement | [5 empty] | Scenario I2, I6 | [5 empty] | Commercial - New | [5 empty] | Scenario I2, I6
|  |  |  | Energy use for affected buildings | [11 empty] | Energy use for affected buildings | [11 empty] | Energy use for affected buildings | [11 empty] | Energy use for affected buildings | [11 empty] | Energy use for affected buildings
|  |  |  | Gas Use | Gas Use | Electric Use | Electric Use | change | change | change | change |  |  |  |  | Gas Use | Gas Use | Electric Use | Electric Use | change | change | change | change |  |  |  |  | Gas Use | Gas Use | Electric Use | Electric Use | change | change | change | change |  |  |  |  | Gas Use | Gas Use | Electric Use | Electric Use | change | change | change | change |  |  |  |  | Gas Use | Gas Use | Electric Use | Electric Use | change | change | change | change
|  | Number of | Number | w/o Rule | w/ Rule | w/o Rule | w/ Rule | gas use | electric use | source energy | emissions |  |  | Number of | Number | w/o Rule | w/ Rule | w/o Rule | w/ Rule | gas use | electric use | source energy | emissions |  |  | Number of | Number | w/o Rule | w/ Rule | w/o Rule | w/ Rule | gas use | electric use | source energy | emissions |  |  | Number of | Number | w/o Rule | w/ Rule | w/o Rule | w/ Rule | gas use | electric use | source energy | emissions |  |  | Number of | Number | w/o Rule | w/ Rule | w/o Rule | w/ Rule | gas use | electric use | source energy | emissions
Level | Description | Buildings | Affected | (MMBtu) | (MMBtu) | (kWh) | (kWh) | % | % | (MMBtu) | (lbs CO2e) | Level | Description | Buildings | Affected | (MMBtu) | (MMBtu) | (kWh) | (kWh) | % | % | (MMBtu) | (lbs CO2e) | Level | Description | Buildings | Affected | (MMBtu) | (MMBtu) | (kWh) | (kWh) | % | % | (MMBtu) | (lbs CO2e) | Level | Description | Buildings | Affected | (MMBtu) | (MMBtu) | (kWh) | (kWh) | % | % | (MMBtu) | (lbs CO2e) | Level | Description | Buildings | Affected | (MMBtu) | (MMBtu) | (kWh) | (kWh) | % | % | (MMBtu) | (lbs CO2e)
NWGF | [11 empty] | NWGF | [11 empty] | NWGF | [11 empty] | NWGF | [11 empty] | NWGF
1 | NWGF 90% | [6 empty] | #DIV/0! | #DIV/0! | 0 | 0 | 1 | NWGF 90% | [6 empty] | #DIV/0! | #DIV/0! | 0 | 0 | 1 | NWGF 90% | [6 empty] | #DIV/0! | #DIV/0! | 0 | 0 | 1 | NWGF 90% | 211 | 96 | 90.9892 | 81.0943 | 606.3951 | 567.3019 | -10.87% | 647.8% | -11.1896 | -1508.1632 | 1 | NWGF 90% | [6 empty] | #DIV/0! | #DIV/0! | 0 | 0
2 | NWGF 92% | 10000 | 5247 | 36.3157 | 27.0746 | 305.8818 | 1092.84 | -25.45% | 257.3% | -1.9366 | -279.2024 | 2 | NWGF 92% | 7241 | 3760 | 34.8905 | 25.3887 | 297.8971 | 1129.6478 | -27.23% | 279.2% | -1.7577 | -256.1006 | 2 | NWGF 92% | 2476 | 1345 | 34.4804 | 26.0462 | 296.081 | 1045.6347 | -24.46% | 253.2% | -1.4438 | -211.8861 | 2 | NWGF 92% | 211 | 108 | 96.3969 | 85.7418 | 638.0784 | 592.5391 | -11.05% | 644.2% | -12.0849 | -1628.7524 | 2 | NWGF 92% | 72 | 34 | 75.6853 | 67.8495 | 521.3922 | 478.9033 | -10.35% | 668.5% | -8.9803 | -1210.1313
3 | NWGF 95% | [6 empty] | #DIV/0! | #DIV/0! | 0 | 0 | 3 | NWGF 95% | [6 empty] | #DIV/0! | #DIV/0! | 0 | 0 | 3 | NWGF 95% | [6 empty] | #DIV/0! | #DIV/0! | 0 | 0 | 3 | NWGF 95% | 211 | 146 | 86.8984 | 76.6142 | 588.7304 | 529.0101 | -11.83% | 668.4% | -11.8272 | -1593.6785 | 3 | NWGF 95% | [6 empty] | #DIV/0! | #DIV/0! | 0 | 0
4 | NWGF 98% | [6 empty] | #DIV/0! | #DIV/0! | 0 | 0 | 4 | NWGF 98% | [6 empty] | #DIV/0! | #DIV/0! | 0 | 0 | 4 | NWGF 98% | [6 empty] | #DIV/0! | #DIV/0! | 0 | 0 | 4 | NWGF 98% | 211 | 208 | 90.9697 | 79.9979 | 597.7749 | 614.2186 | -12.06% | 647.2% | -11.7893 | -1590.3059 | 4 | NWGF 98% | [6 empty] | #DIV/0! | #DIV/0! | 0 | 0
Simulation Results NORTH | [5 empty] | Scenario I2, I6 | [5 empty] | Residential - North - Replacement | [5 empty] | Scenario I2, I6 | [5 empty] | Residential - North - New | [5 empty] | Scenario I2, I6 | [5 empty] | Commercial - North - Replacement | [5 empty] | Scenario I2, I6 | [5 empty] | Commercial - North - New | [5 empty] | Scenario I2, I6
|  |  |  | Energy use for affected buildings | [11 empty] | Energy use for affected buildings | [11 empty] | Energy use for affected buildings | [11 empty] | Energy use for affected buildings | [11 empty] | Energy use for affected buildings
|  |  |  | Gas Use | Gas Use | Electric Use | Electric Use | change | change | change | change |  |  |  |  | Gas Use | Gas Use | Electric Use | Electric Use | change | change | change | change |  |  |  |  | Gas Use | Gas Use | Electric Use | Electric Use | change | change | change | change |  |  |  |  | Gas Use | Gas Use | Electric Use | Electric Use | change | change | change | change |  |  |  |  | Gas Use | Gas Use | Electric Use | Electric Use | change | change | change | change
|  | Number of | Number | w/o Rule | w/ Rule | w/o Rule | w/ Rule | gas use | electric use | source energy | emissions |  |  | Number of | Number | w/o Rule | w/ Rule | w/o Rule | w/ Rule | gas use | electric use | source energy | emissions |  |  | Number of | Number | w/o Rule | w/ Rule | w/o Rule | w/ Rule | gas use | electric use | source energy | emissions |  |  | Number of | Number | w/o Rule | w/ Rule | w/o Rule | w/ Rule | gas use | electric use | source energy | emissions |  |  | Number of | Number | w/o Rule | w/ Rule | w/o Rule | w/ Rule | gas use | electric use | source energy | emissions
Level | Description | Buildings | Affected | (MMBtu) | (MMBtu) | (kWh) | (kWh) | % | % | (MMBtu) | (lbs CO2e) | Level | Description | Buildings | Affected | (MMBtu) | (MMBtu) | (kWh) | (kWh) | % | % | (MMBtu) | (lbs CO2e) | Level | Description | Buildings | Affected | (MMBtu) | (MMBtu) | (kWh) | (kWh) | % | % | (MMBtu) | (lbs CO2e) | Level | Description | Buildings | Affected | (MMBtu) | (MMBtu) | (kWh) | (kWh) | % | % | (MMBtu) | (lbs CO2e) | Level | Description | Buildings | Affected | (MMBtu) | (MMBtu) | (kWh) | (kWh) | % | % | (MMBtu) | (lbs CO2e)
NWGF | [11 empty] | NWGF | [11 empty] | NWGF | [11 empty] | NWGF | [11 empty] | NWGF
1 | NWGF 90% | [6 empty] | #DIV/0! | #DIV/0! | 0 | 0 | 1 | NWGF 90% | [6 empty] | #DIV/0! | #DIV/0! | 0 | 0 | 1 | NWGF 90% | [6 empty] | #DIV/0! | #DIV/0! | 0 | 0 | 1 | NWGF 90% | 133 | 47 | 115.0719 | 102.4204 | 626.9657 | 619.2707 | -10.99% | -1.227% | -13.8697 | -1870.3228 | 1 | NWGF 90% | [6 empty] | #DIV/0! | #DIV/0! | 0 | 0
2 | NWGF 92% | 5299 | 1788 | 53.1958 | 43.6272 | 370.4085 | 1080.0288 | -17.99% | 191.6% | -3.0932 | -433.4119 | 2 | NWGF 92% | 3779 | 1179 | 52.7132 | 43.701 | 369.5181 | 971.7168 | -17.1% | 163% | -3.5973 | -498.9362 | 2 | NWGF 92% | 1341 | 539 | 45.5541 | 35.1281 | 331.7173 | 1372.0141 | -22.89% | 313.6% | -0.60888 | -105.951 | 2 | NWGF 92% | 133 | 56 | 122.971 | 109.9623 | 688.4121 | 669.6472 | -10.58% | -2.726% | -14.3735 | -1938.0154 | 2 | NWGF 92% | 46 | 14 | 108.9454 | 99.2862 | 662.9944 | 601.5461 | -8.866% | -9.268% | -11.1638 | -1504.1644
3 | NWGF 95% | [6 empty] | #DIV/0! | #DIV/0! | 0 | 0 | 3 | NWGF 95% | [6 empty] | #DIV/0! | #DIV/0! | 0 | 0 | 3 | NWGF 95% | [6 empty] | #DIV/0! | #DIV/0! | 0 | 0 | 3 | NWGF 95% | 133 | 76 | 111.8244 | 99.135 | 652.0181 | 602.1585 | -11.35% | -7.647% | -14.3469 | -1933.7193 | 3 | NWGF 95% | [6 empty] | #DIV/0! | #DIV/0! | 0 | 0
4 | NWGF 98% | [6 empty] | #DIV/0! | #DIV/0! | 0 | 0 | 4 | NWGF 98% | [6 empty] | #DIV/0! | #DIV/0! | 0 | 0 | 4 | NWGF 98% | [6 empty] | #DIV/0! | #DIV/0! | 0 | 0 | 4 | NWGF 98% | 133 | 130 | 109.2742 | 96.9496 | 644.4166 | 682.6479 | -11.28% | 5.933% | -13.0385 | -1759.2859 | 4 | NWGF 98% | [6 empty] | #DIV/0! | #DIV/0! | 0 | 0
Simulation Results Rest of Country | [5 empty] | Scenario I2, I6 | [5 empty] | Residential - Rest of Country - Replacement | [5 empty] | Scenario I2, I6 | [5 empty] | Residential - Rest of Country - New | [5 empty] | Scenario I2, I6 | [5 empty] | Commercial - Rest of Country - Replacement | [5 empty] | Scenario I2, I6 | [5 empty] | Commercial - Rest of Country - New | [5 empty] | Scenario I2, I6
|  |  |  | Energy use for affected buildings | [11 empty] | Energy use for affected buildings | [11 empty] | Energy use for affected buildings | [11 empty] | Energy use for affected buildings | [11 empty] | Energy use for affected buildings
|  |  |  | Gas Use | Gas Use | Electric Use | Electric Use | change | change | change | change |  |  |  |  | Gas Use | Gas Use | Electric Use | Electric Use | change | change | change | change |  |  |  |  | Gas Use | Gas Use | Electric Use | Electric Use | change | change | change | change |  |  |  |  | Gas Use | Gas Use | Electric Use | Electric Use | change | change | change | change |  |  |  |  | Gas Use | Gas Use | Electric Use | Electric Use | change | change | change | change
|  | Number of | Number | w/o Rule | w/ Rule | w/o Rule | w/ Rule | gas use | electric use | source energy | emissions |  |  | Number of | Number | w/o Rule | w/ Rule | w/o Rule | w/ Rule | gas use | electric use | source energy | emissions |  |  | Number of | Number | w/o Rule | w/ Rule | w/o Rule | w/ Rule | gas use | electric use | source energy | emissions |  |  | Number of | Number | w/o Rule | w/ Rule | w/o Rule | w/ Rule | gas use | electric use | source energy | emissions |  |  | Number of | Number | w/o Rule | w/ Rule | w/o Rule | w/ Rule | gas use | electric use | source energy | emissions
Level | Description | Buildings | Affected | (MMBtu) | (MMBtu) | (kWh) | (kWh) | % | % | (MMBtu) | (lbs CO2e) | Level | Description | Buildings | Affected | (MMBtu) | (MMBtu) | (kWh) | (kWh) | % | % | (MMBtu) | (lbs CO2e) | Level | Description | Buildings | Affected | (MMBtu) | (MMBtu) | (kWh) | (kWh) | % | % | (MMBtu) | (lbs CO2e) | Level | Description | Buildings | Affected | (MMBtu) | (MMBtu) | (kWh) | (kWh) | % | % | (MMBtu) | (lbs CO2e) | Level | Description | Buildings | Affected | (MMBtu) | (MMBtu) | (kWh) | (kWh) | % | % | (MMBtu) | (lbs CO2e)
NWGF | [11 empty] | NWGF | [11 empty] | NWGF | [11 empty] | NWGF | [11 empty] | NWGF
1 | NWGF 90% | [6 empty] | #DIV/0! | #DIV/0! | 0 | 0 | 1 | NWGF 90% | [6 empty] | #DIV/0! | #DIV/0! | 0 | 0 | 1 | NWGF 90% | [6 empty] | #DIV/0! | #DIV/0! | 0 | 0 | 1 | NWGF 90% | 78 | 49 | 67.8894 | 60.6386 | 586.664 | 517.4543 | -10.68% | -11.8% | -8.6189 | -1160.7857 | 1 | NWGF 90% | [6 empty] | #DIV/0! | #DIV/0! | 0 | 0
2 | NWGF 92% | 4701 | 3459 | 27.5902 | 18.5184 | 272.5271 | 1099.4622 | -32.88% | 303.4% | -1.3387 | -199.4896 | 2 | NWGF 92% | 3462 | 2581 | 26.7491 | 17.0236 | 265.1806 | 1201.7907 | -36.36% | 353.2% | -0.91733 | -145.1734 | 2 | NWGF 92% | 1135 | 806 | 27.075 | 19.9728 | 272.2498 | 827.3735 | -26.23% | 203.9% | -2.0021 | -282.7286 | 2 | NWGF 92% | 78 | 52 | 67.7785 | 59.6581 | 583.8728 | 509.4995 | -11.98% | -12.74% | -9.6202 | -1295.7 | 2 | NWGF 92% | 26 | 20 | 52.4033 | 45.8438 | 422.2707 | 393.0534 | -12.52% | -6.919% | -7.4519 | -1004.3082
3 | NWGF 95% | [6 empty] | #DIV/0! | #DIV/0! | 0 | 0 | 3 | NWGF 95% | [6 empty] | #DIV/0! | #DIV/0! | 0 | 0 | 3 | NWGF 95% | [6 empty] | #DIV/0! | #DIV/0! | 0 | 0 | 3 | NWGF 95% | 78 | 70 | 59.8359 | 52.163 | 520.018 | 449.5918 | -12.82% | -13.54% | -9.0915 | -1224.4913 | 3 | NWGF 95% | [6 empty] | #DIV/0! | #DIV/0! | 0 | 0
4 | NWGF 98% | [6 empty] | #DIV/0! | #DIV/0! | 0 | 0 | 4 | NWGF 98% | [6 empty] | #DIV/0! | #DIV/0! | 0 | 0 | 4 | NWGF 98% | [6 empty] | #DIV/0! | #DIV/0! | 0 | 0 | 4 | NWGF 98% | 78 | 78 | 60.4622 | 51.7451 | 520.0389 | 500.1699 | -14.42% | -3.821% | -9.7071 | -1308.6726 | 4 | NWGF 98% | [6 empty] | #DIV/0! | #DIV/0! | 0 | 0
Simulation Results Senior Only | [5 empty] | Scenario I2, I6 | [5 empty] | Simulation Results Senior Only - North | [5 empty] | Scenario I2, I6 | [5 empty] | Simulation Results Senior Only - Rest of Country | [5 empty] | Scenario I2, I6
|  |  |  | Energy use for affected buildings | [11 empty] | Energy use for affected buildings | [11 empty] | Energy use for affected buildings
|  |  |  | Gas Use | Gas Use | Electric Use | Electric Use | change | change | change | change |  |  |  |  | Gas Use | Gas Use | Electric Use | Electric Use | change | change | change | change |  |  |  |  | Gas Use | Gas Use | Electric Use | Electric Use | change | change | change | change
|  | Number of | Number | w/o Rule | w/ Rule | w/o Rule | w/ Rule | gas use | electric use | source energy | emissions |  |  | Number of | Number | w/o Rule | w/ Rule | w/o Rule | w/ Rule | gas use | electric use | source energy | emissions |  |  | Number of | Number | w/o Rule | w/ Rule | w/o Rule | w/ Rule | gas use | electric use | source energy | emissions
Level | Description | Buildings | Affected | (MMBtu) | (MMBtu) | (kWh) | (kWh) | % | % | (MMBtu) | (lbs CO2e) | Level | Description | Buildings | Affected | (MMBtu) | (MMBtu) | (kWh) | (kWh) | % | % | (MMBtu) | (lbs CO2e) | Level | Description | Buildings | Affected | (MMBtu) | (MMBtu) | (kWh) | (kWh) | % | % | (MMBtu) | (lbs CO2e)
NWGF | [11 empty] | NWGF | [11 empty] | NWGF
1 | NWGF 90% | [6 empty] | #DIV/0! | #DIV/0! | 0 | 0 | 1 | NWGF 90% | [6 empty] | #DIV/0! | #DIV/0! | 0 | 0 | 1 | NWGF 90% | [6 empty] | #DIV/0! | #DIV/0! | 0 | 0
2 | NWGF 92% | 1455 | 706 | 36.0558 | 27.0199 | 303.8187 | 1372.7843 | -25.06% | 351.8% | 1.2027 | 137.7055 | 2 | NWGF 92% | 794 | 233 | 53.2206 | 43.187 | 369.8552 | 1076.051 | -18.85% | 190.9% | -3.6354 | -506.461 | 2 | NWGF 92% | 661 | 473 | 27.6004 | 19.056 | 271.2891 | 971.3286 | -30.96% | 258% | -2.0758 | -295.9931
3 | NWGF 95% | [6 empty] | #DIV/0! | #DIV/0! | 0 | 0 | 3 | NWGF 95% | [6 empty] | #DIV/0! | #DIV/0! | 0 | 0 | 3 | NWGF 95% | [6 empty] | #DIV/0! | #DIV/0! | 0 | 0
4 | NWGF 98% | [6 empty] | #DIV/0! | #DIV/0! | 0 | 0 | 4 | NWGF 98% | [6 empty] | #DIV/0! | #DIV/0! | 0 | 0 | 4 | NWGF 98% | [6 empty] | #DIV/0! | #DIV/0! | 0 | 0
Simulation Results Low Income Only | [5 empty] | Scenario I2, I6 | [5 empty] | Simulation Results Low Income Only - North | [5 empty] | Scenario I2, I6 | [5 empty] | Simulation Results Low Income Only - Rest of Country | [5 empty] | Scenario I2, I6
|  |  |  | Energy use for affected buildings | [11 empty] | Energy use for affected buildings | [11 empty] | Energy use for affected buildings
|  |  |  | Gas Use | Gas Use | Electric Use | Electric Use | change | change | change | change |  |  |  |  | Gas Use | Gas Use | Electric Use | Electric Use | change | change | change | change |  |  |  |  | Gas Use | Gas Use | Electric Use | Electric Use | change | change | change | change
|  | Number of | Number | w/o Rule | w/ Rule | w/o Rule | w/ Rule | gas use | electric use | source energy | emissions |  |  | Number of | Number | w/o Rule | w/ Rule | w/o Rule | w/ Rule | gas use | electric use | source energy | emissions |  |  | Number of | Number | w/o Rule | w/ Rule | w/o Rule | w/ Rule | gas use | electric use | source energy | emissions
Level | Description | Buildings | Affected | (MMBtu) | (MMBtu) | (kWh) | (kWh) | % | % | (MMBtu) | (lbs CO2e) | Level | Description | Buildings | Affected | (MMBtu) | (MMBtu) | (kWh) | (kWh) | % | % | (MMBtu) | (lbs CO2e) | Level | Description | Buildings | Affected | (MMBtu) | (MMBtu) | (kWh) | (kWh) | % | % | (MMBtu) | (lbs CO2e)
NWGF | [11 empty] | NWGF | [11 empty] | NWGF
1 | NWGF 90% | [6 empty] | #DIV/0! | #DIV/0! | 0 | 0 | 1 | NWGF 90% | [6 empty] | #DIV/0! | #DIV/0! | 0 | 0 | 1 | NWGF 90% | [6 empty] | #DIV/0! | #DIV/0! | 0 | 0
2 | NWGF 92% | 815 | 431 | 35.4842 | 27.4244 | 296.7285 | 902 | -22.71% | 204% | -2.5274 | -354.7263 | 2 | NWGF 92% | 441 | 137 | 56.6576 | 50.1325 | 393.0625 | 494.7761 | -11.52% | 25.88% | -6.0608 | -819.7051 | 2 | NWGF 92% | 374 | 294 | 25.6177 | 16.8427 | 251.8382 | 991.933 | -34.25% | 1395% | -1.9131 | -274.9564
3 | NWGF 95% | [6 empty] | #DIV/0! | #DIV/0! | 0 | 0 | 3 | NWGF 95% | [6 empty] | #DIV/0! | #DIV/0! | 0 | 0 | 3 | NWGF 95% | [6 empty] | #DIV/0! | #DIV/0! | 0 | 0
4 | NWGF 98% | [6 empty] | #DIV/0! | #DIV/0! | 0 | 0 | 4 | NWGF 98% | [6 empty] | #DIV/0! | #DIV/0! | 0 | 0 | 4 | NWGF 98% | [6 empty] | #DIV/0! | #DIV/0! | 0 | 0

## Scenario I2, I6, I13
Simulation Results NATIONAL - 10000 samples | [5 empty] | Scenario I2, I6, I13 | [5 empty] | Residential - Replacement | [5 empty] | Scenario I2, I6, I13 | [5 empty] | Residential - New | [5 empty] | Scenario I2, I6, I13 | [5 empty] | Commercial - Replacement | [5 empty] | Scenario I2, I6, I13 | [5 empty] | Commercial - New | [5 empty] | Scenario I2, I6, I13
|  |  |  | Energy use for affected buildings | [11 empty] | Energy use for affected buildings | [11 empty] | Energy use for affected buildings | [11 empty] | Energy use for affected buildings | [11 empty] | Energy use for affected buildings
|  |  |  | Gas Use | Gas Use | Electric Use | Electric Use | change | change | change | change |  |  |  |  | Gas Use | Gas Use | Electric Use | Electric Use | change | change | change | change |  |  |  |  | Gas Use | Gas Use | Electric Use | Electric Use | change | change | change | change |  |  |  |  | Gas Use | Gas Use | Electric Use | Electric Use | change | change | change | change |  |  |  |  | Gas Use | Gas Use | Electric Use | Electric Use | change | change | change | change
|  | Number of | Number | w/o Rule | w/ Rule | w/o Rule | w/ Rule | gas use | electric use | source energy | emissions |  |  | Number of | Number | w/o Rule | w/ Rule | w/o Rule | w/ Rule | gas use | electric use | source energy | emissions |  |  | Number of | Number | w/o Rule | w/ Rule | w/o Rule | w/ Rule | gas use | electric use | source energy | emissions |  |  | Number of | Number | w/o Rule | w/ Rule | w/o Rule | w/ Rule | gas use | electric use | source energy | emissions |  |  | Number of | Number | w/o Rule | w/ Rule | w/o Rule | w/ Rule | gas use | electric use | source energy | emissions
Level | Description | Buildings | Affected | (MMBtu) | (MMBtu) | (kWh) | (kWh) | % | % | (MMBtu) | (lbs CO2e) | Level | Description | Buildings | Affected | (MMBtu) | (MMBtu) | (kWh) | (kWh) | % | % | (MMBtu) | (lbs CO2e) | Level | Description | Buildings | Affected | (MMBtu) | (MMBtu) | (kWh) | (kWh) | % | % | (MMBtu) | (lbs CO2e) | Level | Description | Buildings | Affected | (MMBtu) | (MMBtu) | (kWh) | (kWh) | % | % | (MMBtu) | (lbs CO2e) | Level | Description | Buildings | Affected | (MMBtu) | (MMBtu) | (kWh) | (kWh) | % | % | (MMBtu) | (lbs CO2e)
NWGF | [11 empty] | NWGF | [11 empty] | NWGF | [11 empty] | NWGF | [11 empty] | NWGF
1 | NWGF 90% | [6 empty] | #DIV/0! | #DIV/0! | 0 | 0 | 1 | NWGF 90% | [6 empty] | #DIV/0! | #DIV/0! | 0 | 0 | 1 | NWGF 90% | [6 empty] | #DIV/0! | #DIV/0! | 0 | 0 | 1 | NWGF 90% | 211 | 96 | 90.9892 | 81.0943 | 606.3951 | 567.3019 | -10.87% | 647.8% | -11.1896 | -1508.1632 | 1 | NWGF 90% | [6 empty] | #DIV/0! | #DIV/0! | 0 | 0
2 | NWGF 92% | 10000 | 4406 | 34.0756 | 25.1397 | 297.3251 | 1092.7327 | -26.22% | 267.5% | -1.5166 | -222.7577 | 2 | NWGF 92% | 7241 | 3136 | 32.7492 | 23.4676 | 289.5823 | 1144.2983 | -28.34% | 295.2% | -1.2801 | -192.2266 | 2 | NWGF 92% | 2476 | 1163 | 32.9685 | 25.0343 | 291.1673 | 1004.6975 | -24.07% | 245.1% | -1.2713 | -187.7991 | 2 | NWGF 92% | 211 | 79 | 92.2526 | 81.7509 | 633.0163 | 576.0121 | -11.38% | 674.3% | -12.0363 | -1621.9335 | 2 | NWGF 92% | 72 | 28 | 64.476 | 57.0611 | 473.1568 | 431.8834 | -11.5% | 729.2% | -8.509 | -1146.5957
3 | NWGF 95% | [6 empty] | #DIV/0! | #DIV/0! | 0 | 0 | 3 | NWGF 95% | [6 empty] | #DIV/0! | #DIV/0! | 0 | 0 | 3 | NWGF 95% | [6 empty] | #DIV/0! | #DIV/0! | 0 | 0 | 3 | NWGF 95% | 211 | 146 | 86.8984 | 76.6142 | 588.7304 | 529.0101 | -11.83% | 668.4% | -11.8272 | -1593.6785 | 3 | NWGF 95% | [6 empty] | #DIV/0! | #DIV/0! | 0 | 0
4 | NWGF 98% | [6 empty] | #DIV/0! | #DIV/0! | 0 | 0 | 4 | NWGF 98% | [6 empty] | #DIV/0! | #DIV/0! | 0 | 0 | 4 | NWGF 98% | [6 empty] | #DIV/0! | #DIV/0! | 0 | 0 | 4 | NWGF 98% | 211 | 208 | 90.9697 | 79.9979 | 597.7749 | 614.2186 | -12.06% | 647.2% | -11.7893 | -1590.3059 | 4 | NWGF 98% | [6 empty] | #DIV/0! | #DIV/0! | 0 | 0
Simulation Results NORTH | [5 empty] | Scenario I2, I6, I13 | [5 empty] | Residential - North - Replacement | [5 empty] | Scenario I2, I6, I13 | [5 empty] | Residential - North - New | [5 empty] | Scenario I2, I6, I13 | [5 empty] | Commercial - North - Replacement | [5 empty] | Scenario I2, I6, I13 | [5 empty] | Commercial - North - New | [5 empty] | Scenario I2, I6, I13
|  |  |  | Energy use for affected buildings | [11 empty] | Energy use for affected buildings | [11 empty] | Energy use for affected buildings | [11 empty] | Energy use for affected buildings | [11 empty] | Energy use for affected buildings
|  |  |  | Gas Use | Gas Use | Electric Use | Electric Use | change | change | change | change |  |  |  |  | Gas Use | Gas Use | Electric Use | Electric Use | change | change | change | change |  |  |  |  | Gas Use | Gas Use | Electric Use | Electric Use | change | change | change | change |  |  |  |  | Gas Use | Gas Use | Electric Use | Electric Use | change | change | change | change |  |  |  |  | Gas Use | Gas Use | Electric Use | Electric Use | change | change | change | change
|  | Number of | Number | w/o Rule | w/ Rule | w/o Rule | w/ Rule | gas use | electric use | source energy | emissions |  |  | Number of | Number | w/o Rule | w/ Rule | w/o Rule | w/ Rule | gas use | electric use | source energy | emissions |  |  | Number of | Number | w/o Rule | w/ Rule | w/o Rule | w/ Rule | gas use | electric use | source energy | emissions |  |  | Number of | Number | w/o Rule | w/ Rule | w/o Rule | w/ Rule | gas use | electric use | source energy | emissions |  |  | Number of | Number | w/o Rule | w/ Rule | w/o Rule | w/ Rule | gas use | electric use | source energy | emissions
Level | Description | Buildings | Affected | (MMBtu) | (MMBtu) | (kWh) | (kWh) | % | % | (MMBtu) | (lbs CO2e) | Level | Description | Buildings | Affected | (MMBtu) | (MMBtu) | (kWh) | (kWh) | % | % | (MMBtu) | (lbs CO2e) | Level | Description | Buildings | Affected | (MMBtu) | (MMBtu) | (kWh) | (kWh) | % | % | (MMBtu) | (lbs CO2e) | Level | Description | Buildings | Affected | (MMBtu) | (MMBtu) | (kWh) | (kWh) | % | % | (MMBtu) | (lbs CO2e) | Level | Description | Buildings | Affected | (MMBtu) | (MMBtu) | (kWh) | (kWh) | % | % | (MMBtu) | (lbs CO2e)
NWGF | [11 empty] | NWGF | [11 empty] | NWGF | [11 empty] | NWGF | [11 empty] | NWGF
1 | NWGF 90% | [6 empty] | #DIV/0! | #DIV/0! | 0 | 0 | 1 | NWGF 90% | [6 empty] | #DIV/0! | #DIV/0! | 0 | 0 | 1 | NWGF 90% | [6 empty] | #DIV/0! | #DIV/0! | 0 | 0 | 1 | NWGF 90% | 133 | 47 | 115.0719 | 102.4204 | 626.9657 | 619.2707 | -10.99% | -1.227% | -13.8697 | -1870.3228 | 1 | NWGF 90% | [6 empty] | #DIV/0! | #DIV/0! | 0 | 0
2 | NWGF 92% | 5299 | 1251 | 50.4721 | 41.3747 | 357.9859 | 1130.7703 | -18.02% | 215.9% | -1.9265 | -277.5229 | 2 | NWGF 92% | 3779 | 781 | 50.757 | 42.0189 | 360.5824 | 1059.0019 | -17.22% | 193.7% | -2.3038 | -326.6925 | 2 | NWGF 92% | 1341 | 428 | 43.5141 | 34.0998 | 324.4527 | 1311.8448 | -21.64% | 304.3% | -0.053146 | -29.7916 | 2 | NWGF 92% | 133 | 33 | 123.7876 | 110.2977 | 672.6701 | 650.4489 | -10.9% | -3.303% | -14.9338 | -2013.493 | 2 | NWGF 92% | 46 | 9 | 87.8254 | 78.7258 | 573.515 | 508.7471 | -10.36% | -11.29% | -10.5883 | -1426.4729
3 | NWGF 95% | [6 empty] | #DIV/0! | #DIV/0! | 0 | 0 | 3 | NWGF 95% | [6 empty] | #DIV/0! | #DIV/0! | 0 | 0 | 3 | NWGF 95% | [6 empty] | #DIV/0! | #DIV/0! | 0 | 0 | 3 | NWGF 95% | 133 | 76 | 111.8244 | 99.135 | 652.0181 | 602.1585 | -11.35% | -7.647% | -14.3469 | -1933.7193 | 3 | NWGF 95% | [6 empty] | #DIV/0! | #DIV/0! | 0 | 0
4 | NWGF 98% | [6 empty] | #DIV/0! | #DIV/0! | 0 | 0 | 4 | NWGF 98% | [6 empty] | #DIV/0! | #DIV/0! | 0 | 0 | 4 | NWGF 98% | [6 empty] | #DIV/0! | #DIV/0! | 0 | 0 | 4 | NWGF 98% | 133 | 130 | 109.2742 | 96.9496 | 644.4166 | 682.6479 | -11.28% | 5.933% | -13.0385 | -1759.2859 | 4 | NWGF 98% | [6 empty] | #DIV/0! | #DIV/0! | 0 | 0
Simulation Results Rest of Country | [5 empty] | Scenario I2, I6, I13 | [5 empty] | Residential - Rest of Country - Replacement | [5 empty] | Scenario I2, I6, I13 | [5 empty] | Residential - Rest of Country - New | [5 empty] | Scenario I2, I6, I13 | [5 empty] | Commercial - Rest of Country - Replacement | [5 empty] | Scenario I2, I6, I13 | [5 empty] | Commercial - Rest of Country - New | [5 empty] | Scenario I2, I6, I13
|  |  |  | Energy use for affected buildings | [11 empty] | Energy use for affected buildings | [11 empty] | Energy use for affected buildings | [11 empty] | Energy use for affected buildings | [11 empty] | Energy use for affected buildings
|  |  |  | Gas Use | Gas Use | Electric Use | Electric Use | change | change | change | change |  |  |  |  | Gas Use | Gas Use | Electric Use | Electric Use | change | change | change | change |  |  |  |  | Gas Use | Gas Use | Electric Use | Electric Use | change | change | change | change |  |  |  |  | Gas Use | Gas Use | Electric Use | Electric Use | change | change | change | change |  |  |  |  | Gas Use | Gas Use | Electric Use | Electric Use | change | change | change | change
|  | Number of | Number | w/o Rule | w/ Rule | w/o Rule | w/ Rule | gas use | electric use | source energy | emissions |  |  | Number of | Number | w/o Rule | w/ Rule | w/o Rule | w/ Rule | gas use | electric use | source energy | emissions |  |  | Number of | Number | w/o Rule | w/ Rule | w/o Rule | w/ Rule | gas use | electric use | source energy | emissions |  |  | Number of | Number | w/o Rule | w/ Rule | w/o Rule | w/ Rule | gas use | electric use | source energy | emissions |  |  | Number of | Number | w/o Rule | w/ Rule | w/o Rule | w/ Rule | gas use | electric use | source energy | emissions
Level | Description | Buildings | Affected | (MMBtu) | (MMBtu) | (kWh) | (kWh) | % | % | (MMBtu) | (lbs CO2e) | Level | Description | Buildings | Affected | (MMBtu) | (MMBtu) | (kWh) | (kWh) | % | % | (MMBtu) | (lbs CO2e) | Level | Description | Buildings | Affected | (MMBtu) | (MMBtu) | (kWh) | (kWh) | % | % | (MMBtu) | (lbs CO2e) | Level | Description | Buildings | Affected | (MMBtu) | (MMBtu) | (kWh) | (kWh) | % | % | (MMBtu) | (lbs CO2e) | Level | Description | Buildings | Affected | (MMBtu) | (MMBtu) | (kWh) | (kWh) | % | % | (MMBtu) | (lbs CO2e)
NWGF | [11 empty] | NWGF | [11 empty] | NWGF | [11 empty] | NWGF | [11 empty] | NWGF
1 | NWGF 90% | [6 empty] | #DIV/0! | #DIV/0! | 0 | 0 | 1 | NWGF 90% | [6 empty] | #DIV/0! | #DIV/0! | 0 | 0 | 1 | NWGF 90% | [6 empty] | #DIV/0! | #DIV/0! | 0 | 0 | 1 | NWGF 90% | 78 | 49 | 67.8894 | 60.6386 | 586.664 | 517.4543 | -10.68% | -11.8% | -8.6189 | -1160.7857 | 1 | NWGF 90% | [6 empty] | #DIV/0! | #DIV/0! | 0 | 0
2 | NWGF 92% | 4701 | 3155 | 27.5741 | 18.7022 | 273.2722 | 1077.6503 | -32.17% | 294.4% | -1.3541 | -201.0426 | 2 | NWGF 92% | 3462 | 2355 | 26.7771 | 17.3154 | 266.0362 | 1172.5855 | -35.34% | 340.8% | -0.94067 | -147.6331 | 2 | NWGF 92% | 1135 | 735 | 26.8277 | 19.7553 | 271.7848 | 825.8416 | -26.36% | 203.9% | -1.9806 | -279.8089 | 2 | NWGF 92% | 78 | 46 | 69.6297 | 61.2716 | 604.569 | 522.6119 | -12% | -13.56% | -9.9576 | -1341.0321 | 2 | NWGF 92% | 26 | 19 | 53.4158 | 46.7989 | 425.6187 | 395.4743 | -12.39% | -7.082% | -7.5241 | -1014.0224
3 | NWGF 95% | [6 empty] | #DIV/0! | #DIV/0! | 0 | 0 | 3 | NWGF 95% | [6 empty] | #DIV/0! | #DIV/0! | 0 | 0 | 3 | NWGF 95% | [6 empty] | #DIV/0! | #DIV/0! | 0 | 0 | 3 | NWGF 95% | 78 | 70 | 59.8359 | 52.163 | 520.018 | 449.5918 | -12.82% | -13.54% | -9.0915 | -1224.4913 | 3 | NWGF 95% | [6 empty] | #DIV/0! | #DIV/0! | 0 | 0
4 | NWGF 98% | [6 empty] | #DIV/0! | #DIV/0! | 0 | 0 | 4 | NWGF 98% | [6 empty] | #DIV/0! | #DIV/0! | 0 | 0 | 4 | NWGF 98% | [6 empty] | #DIV/0! | #DIV/0! | 0 | 0 | 4 | NWGF 98% | 78 | 78 | 60.4622 | 51.7451 | 520.0389 | 500.1699 | -14.42% | -3.821% | -9.7071 | -1308.6726 | 4 | NWGF 98% | [6 empty] | #DIV/0! | #DIV/0! | 0 | 0
Simulation Results Senior Only | [5 empty] | Scenario I2, I6, I13 | [5 empty] | Simulation Results Senior Only - North | [5 empty] | Scenario I2, I6, I13 | [5 empty] | Simulation Results Senior Only - Rest of Country | [5 empty] | Scenario I2, I6, I13
|  |  |  | Energy use for affected buildings | [11 empty] | Energy use for affected buildings | [11 empty] | Energy use for affected buildings
|  |  |  | Gas Use | Gas Use | Electric Use | Electric Use | change | change | change | change |  |  |  |  | Gas Use | Gas Use | Electric Use | Electric Use | change | change | change | change |  |  |  |  | Gas Use | Gas Use | Electric Use | Electric Use | change | change | change | change
|  | Number of | Number | w/o Rule | w/ Rule | w/o Rule | w/ Rule | gas use | electric use | source energy | emissions |  |  | Number of | Number | w/o Rule | w/ Rule | w/o Rule | w/ Rule | gas use | electric use | source energy | emissions |  |  | Number of | Number | w/o Rule | w/ Rule | w/o Rule | w/ Rule | gas use | electric use | source energy | emissions
Level | Description | Buildings | Affected | (MMBtu) | (MMBtu) | (kWh) | (kWh) | % | % | (MMBtu) | (lbs CO2e) | Level | Description | Buildings | Affected | (MMBtu) | (MMBtu) | (kWh) | (kWh) | % | % | (MMBtu) | (lbs CO2e) | Level | Description | Buildings | Affected | (MMBtu) | (MMBtu) | (kWh) | (kWh) | % | % | (MMBtu) | (lbs CO2e)
NWGF | [11 empty] | NWGF | [11 empty] | NWGF
1 | NWGF 90% | [6 empty] | #DIV/0! | #DIV/0! | 0 | 0 | 1 | NWGF 90% | [6 empty] | #DIV/0! | #DIV/0! | 0 | 0 | 1 | NWGF 90% | [6 empty] | #DIV/0! | #DIV/0! | 0 | 0
2 | NWGF 92% | 1455 | 601 | 34.3694 | 25.7502 | 300.1042 | 1373.6247 | -25.08% | 357.7% | 1.7039 | 205.2004 | 2 | NWGF 92% | 794 | 166 | 51.6274 | 42.5814 | 370.5289 | 1135.1221 | -17.52% | 206.4% | -1.9552 | -281.1973 | 2 | NWGF 92% | 661 | 435 | 27.7836 | 19.3272 | 273.2295 | 966.9511 | -30.44% | 253.9% | -2.0452 | -291.7157
3 | NWGF 95% | [6 empty] | #DIV/0! | #DIV/0! | 0 | 0 | 3 | NWGF 95% | [6 empty] | #DIV/0! | #DIV/0! | 0 | 0 | 3 | NWGF 95% | [6 empty] | #DIV/0! | #DIV/0! | 0 | 0
4 | NWGF 98% | [6 empty] | #DIV/0! | #DIV/0! | 0 | 0 | 4 | NWGF 98% | [6 empty] | #DIV/0! | #DIV/0! | 0 | 0 | 4 | NWGF 98% | [6 empty] | #DIV/0! | #DIV/0! | 0 | 0
Simulation Results Low Income Only | [5 empty] | Scenario I2, I6, I13 | [5 empty] | Simulation Results Low Income Only - North | [5 empty] | Scenario I2, I6, I13 | [5 empty] | Simulation Results Low Income Only - Rest of Country | [5 empty] | Scenario I2, I6, I13
|  |  |  | Energy use for affected buildings | [11 empty] | Energy use for affected buildings | [11 empty] | Energy use for affected buildings
|  |  |  | Gas Use | Gas Use | Electric Use | Electric Use | change | change | change | change |  |  |  |  | Gas Use | Gas Use | Electric Use | Electric Use | change | change | change | change |  |  |  |  | Gas Use | Gas Use | Electric Use | Electric Use | change | change | change | change
|  | Number of | Number | w/o Rule | w/ Rule | w/o Rule | w/ Rule | gas use | electric use | source energy | emissions |  |  | Number of | Number | w/o Rule | w/ Rule | w/o Rule | w/ Rule | gas use | electric use | source energy | emissions |  |  | Number of | Number | w/o Rule | w/ Rule | w/o Rule | w/ Rule | gas use | electric use | source energy | emissions
Level | Description | Buildings | Affected | (MMBtu) | (MMBtu) | (kWh) | (kWh) | % | % | (MMBtu) | (lbs CO2e) | Level | Description | Buildings | Affected | (MMBtu) | (MMBtu) | (kWh) | (kWh) | % | % | (MMBtu) | (lbs CO2e) | Level | Description | Buildings | Affected | (MMBtu) | (MMBtu) | (kWh) | (kWh) | % | % | (MMBtu) | (lbs CO2e)
NWGF | [11 empty] | NWGF | [11 empty] | NWGF
1 | NWGF 90% | [6 empty] | #DIV/0! | #DIV/0! | 0 | 0 | 1 | NWGF 90% | [6 empty] | #DIV/0! | #DIV/0! | 0 | 0 | 1 | NWGF 90% | [6 empty] | #DIV/0! | #DIV/0! | 0 | 0
2 | NWGF 92% | 815 | 359 | 33.7048 | 25.8425 | 289.5196 | 773 | -23.33% | 167% | -3.5714 | -492.7223 | 2 | NWGF 92% | 441 | 88 | 58.0192 | 52.0105 | 399.1956 | 498.6126 | -10.36% | 24.9% | -5.5216 | -746.9395 | 2 | NWGF 92% | 374 | 271 | 25.8094 | 17.3451 | 253.9053 | 969.1917 | -32.8% | 1364% | -1.8309 | -263.3065
3 | NWGF 95% | [6 empty] | #DIV/0! | #DIV/0! | 0 | 0 | 3 | NWGF 95% | [6 empty] | #DIV/0! | #DIV/0! | 0 | 0 | 3 | NWGF 95% | [6 empty] | #DIV/0! | #DIV/0! | 0 | 0
4 | NWGF 98% | [6 empty] | #DIV/0! | #DIV/0! | 0 | 0 | 4 | NWGF 98% | [6 empty] | #DIV/0! | #DIV/0! | 0 | 0 | 4 | NWGF 98% | [6 empty] | #DIV/0! | #DIV/0! | 0 | 0

## Scenario I17
Simulation Results NATIONAL - 10000 samples | [5 empty] | Scenario I17 | [5 empty] | Residential - Replacement | [5 empty] | Scenario I17 | [5 empty] | Residential - New | [5 empty] | Scenario I17 | [5 empty] | Commercial - Replacement | [5 empty] | Scenario I17 | [5 empty] | Commercial - New | [5 empty] | Scenario I17
|  |  |  | Energy use for affected buildings | [11 empty] | Energy use for affected buildings | [11 empty] | Energy use for affected buildings | [11 empty] | Energy use for affected buildings | [11 empty] | Energy use for affected buildings
|  |  |  | Gas Use | Gas Use | Electric Use | Electric Use | change | change | change | change |  |  |  |  | Gas Use | Gas Use | Electric Use | Electric Use | change | change | change | change |  |  |  |  | Gas Use | Gas Use | Electric Use | Electric Use | change | change | change | change |  |  |  |  | Gas Use | Gas Use | Electric Use | Electric Use | change | change | change | change |  |  |  |  | Gas Use | Gas Use | Electric Use | Electric Use | change | change | change | change
|  | Number of | Number | w/o Rule | w/ Rule | w/o Rule | w/ Rule | gas use | electric use | source energy | emissions |  |  | Number of | Number | w/o Rule | w/ Rule | w/o Rule | w/ Rule | gas use | electric use | source energy | emissions |  |  | Number of | Number | w/o Rule | w/ Rule | w/o Rule | w/ Rule | gas use | electric use | source energy | emissions |  |  | Number of | Number | w/o Rule | w/ Rule | w/o Rule | w/ Rule | gas use | electric use | source energy | emissions |  |  | Number of | Number | w/o Rule | w/ Rule | w/o Rule | w/ Rule | gas use | electric use | source energy | emissions
Level | Description | Buildings | Affected | (MMBtu) | (MMBtu) | (kWh) | (kWh) | % | % | (MMBtu) | (lbs CO2e) | Level | Description | Buildings | Affected | (MMBtu) | (MMBtu) | (kWh) | (kWh) | % | % | (MMBtu) | (lbs CO2e) | Level | Description | Buildings | Affected | (MMBtu) | (MMBtu) | (kWh) | (kWh) | % | % | (MMBtu) | (lbs CO2e) | Level | Description | Buildings | Affected | (MMBtu) | (MMBtu) | (kWh) | (kWh) | % | % | (MMBtu) | (lbs CO2e) | Level | Description | Buildings | Affected | (MMBtu) | (MMBtu) | (kWh) | (kWh) | % | % | (MMBtu) | (lbs CO2e)
NWGF | [11 empty] | NWGF | [11 empty] | NWGF | [11 empty] | NWGF | [11 empty] | NWGF
1 | NWGF 90% | [6 empty] | #DIV/0! | #DIV/0! | 0 | 0 | 1 | NWGF 90% | [6 empty] | #DIV/0! | #DIV/0! | 0 | 0 | 1 | NWGF 90% | [6 empty] | #DIV/0! | #DIV/0! | 0 | 0 | 1 | NWGF 90% | 211 | 96 | 90.9892 | 81.0943 | 606.3951 | 567.3019 | -10.87% | 647.8% | -11.1896 | -1508.1632 | 1 | NWGF 90% | [6 empty] | #DIV/0! | #DIV/0! | 0 | 0
2 | NWGF 92% | 10000 | 5247 | 36.3157 | 27.6758 | 305.8818 | 997.9821 | -23.79% | 226.3% | -2.262 | -320.923 | 2 | NWGF 92% | 7241 | 3760 | 34.8905 | 26.2222 | 297.8971 | 1005.8285 | -24.84% | 237.6% | -2.1293 | -303.3798 | 2 | NWGF 92% | 2476 | 1345 | 34.4804 | 26.0612 | 296.081 | 1021.7251 | -24.42% | 245.1% | -1.6746 | -242.4723 | 2 | NWGF 92% | 211 | 108 | 96.3969 | 85.7418 | 638.0784 | 592.5391 | -11.05% | 644.2% | -12.0849 | -1628.7524 | 2 | NWGF 92% | 72 | 34 | 75.6853 | 67.8495 | 521.3922 | 478.9033 | -10.35% | 668.5% | -8.9803 | -1210.1313
3 | NWGF 95% | [6 empty] | #DIV/0! | #DIV/0! | 0 | 0 | 3 | NWGF 95% | [6 empty] | #DIV/0! | #DIV/0! | 0 | 0 | 3 | NWGF 95% | [6 empty] | #DIV/0! | #DIV/0! | 0 | 0 | 3 | NWGF 95% | 211 | 146 | 86.8984 | 76.6142 | 588.7304 | 529.0101 | -11.83% | 668.4% | -11.8272 | -1593.6785 | 3 | NWGF 95% | [6 empty] | #DIV/0! | #DIV/0! | 0 | 0
4 | NWGF 98% | [6 empty] | #DIV/0! | #DIV/0! | 0 | 0 | 4 | NWGF 98% | [6 empty] | #DIV/0! | #DIV/0! | 0 | 0 | 4 | NWGF 98% | [6 empty] | #DIV/0! | #DIV/0! | 0 | 0 | 4 | NWGF 98% | 211 | 208 | 90.9697 | 79.9979 | 597.7749 | 614.2186 | -12.06% | 647.2% | -11.7893 | -1590.3059 | 4 | NWGF 98% | [6 empty] | #DIV/0! | #DIV/0! | 0 | 0
Simulation Results NORTH | [5 empty] | Scenario I17 | [5 empty] | Residential - North - Replacement | [5 empty] | Scenario I17 | [5 empty] | Residential - North - New | [5 empty] | Scenario I17 | [5 empty] | Commercial - North - Replacement | [5 empty] | Scenario I17 | [5 empty] | Commercial - North - New | [5 empty] | Scenario I17
|  |  |  | Energy use for affected buildings | [11 empty] | Energy use for affected buildings | [11 empty] | Energy use for affected buildings | [11 empty] | Energy use for affected buildings | [11 empty] | Energy use for affected buildings
|  |  |  | Gas Use | Gas Use | Electric Use | Electric Use | change | change | change | change |  |  |  |  | Gas Use | Gas Use | Electric Use | Electric Use | change | change | change | change |  |  |  |  | Gas Use | Gas Use | Electric Use | Electric Use | change | change | change | change |  |  |  |  | Gas Use | Gas Use | Electric Use | Electric Use | change | change | change | change |  |  |  |  | Gas Use | Gas Use | Electric Use | Electric Use | change | change | change | change
|  | Number of | Number | w/o Rule | w/ Rule | w/o Rule | w/ Rule | gas use | electric use | source energy | emissions |  |  | Number of | Number | w/o Rule | w/ Rule | w/o Rule | w/ Rule | gas use | electric use | source energy | emissions |  |  | Number of | Number | w/o Rule | w/ Rule | w/o Rule | w/ Rule | gas use | electric use | source energy | emissions |  |  | Number of | Number | w/o Rule | w/ Rule | w/o Rule | w/ Rule | gas use | electric use | source energy | emissions |  |  | Number of | Number | w/o Rule | w/ Rule | w/o Rule | w/ Rule | gas use | electric use | source energy | emissions
Level | Description | Buildings | Affected | (MMBtu) | (MMBtu) | (kWh) | (kWh) | % | % | (MMBtu) | (lbs CO2e) | Level | Description | Buildings | Affected | (MMBtu) | (MMBtu) | (kWh) | (kWh) | % | % | (MMBtu) | (lbs CO2e) | Level | Description | Buildings | Affected | (MMBtu) | (MMBtu) | (kWh) | (kWh) | % | % | (MMBtu) | (lbs CO2e) | Level | Description | Buildings | Affected | (MMBtu) | (MMBtu) | (kWh) | (kWh) | % | % | (MMBtu) | (lbs CO2e) | Level | Description | Buildings | Affected | (MMBtu) | (MMBtu) | (kWh) | (kWh) | % | % | (MMBtu) | (lbs CO2e)
NWGF | [11 empty] | NWGF | [11 empty] | NWGF | [11 empty] | NWGF | [11 empty] | NWGF
1 | NWGF 90% | [6 empty] | #DIV/0! | #DIV/0! | 0 | 0 | 1 | NWGF 90% | [6 empty] | #DIV/0! | #DIV/0! | 0 | 0 | 1 | NWGF 90% | [6 empty] | #DIV/0! | #DIV/0! | 0 | 0 | 1 | NWGF 90% | 133 | 47 | 115.0719 | 102.4204 | 626.9657 | 619.2707 | -10.99% | -1.227% | -13.8697 | -1870.3228 | 1 | NWGF 90% | [6 empty] | #DIV/0! | #DIV/0! | 0 | 0
2 | NWGF 92% | 5299 | 1788 | 53.1958 | 43.3923 | 370.4085 | 1102.6689 | -18.43% | 197.7% | -3.1152 | -436.8962 | 2 | NWGF 92% | 3779 | 1179 | 52.7132 | 43.5734 | 369.5181 | 982.6757 | -17.34% | 165.9% | -3.623 | -502.6614 | 2 | NWGF 92% | 1341 | 539 | 45.5541 | 34.6279 | 331.7173 | 1423.1457 | -23.99% | 329% | -0.62547 | -109.3608 | 2 | NWGF 92% | 133 | 56 | 122.971 | 109.9623 | 688.4121 | 669.6472 | -10.58% | -2.726% | -14.3735 | -1938.0154 | 2 | NWGF 92% | 46 | 14 | 108.9454 | 99.2862 | 662.9944 | 601.5461 | -8.866% | -9.268% | -11.1638 | -1504.1644
3 | NWGF 95% | [6 empty] | #DIV/0! | #DIV/0! | 0 | 0 | 3 | NWGF 95% | [6 empty] | #DIV/0! | #DIV/0! | 0 | 0 | 3 | NWGF 95% | [6 empty] | #DIV/0! | #DIV/0! | 0 | 0 | 3 | NWGF 95% | 133 | 76 | 111.8244 | 99.135 | 652.0181 | 602.1585 | -11.35% | -7.647% | -14.3469 | -1933.7193 | 3 | NWGF 95% | [6 empty] | #DIV/0! | #DIV/0! | 0 | 0
4 | NWGF 98% | [6 empty] | #DIV/0! | #DIV/0! | 0 | 0 | 4 | NWGF 98% | [6 empty] | #DIV/0! | #DIV/0! | 0 | 0 | 4 | NWGF 98% | [6 empty] | #DIV/0! | #DIV/0! | 0 | 0 | 4 | NWGF 98% | 133 | 130 | 109.2742 | 96.9496 | 644.4166 | 682.6479 | -11.28% | 5.933% | -13.0385 | -1759.2859 | 4 | NWGF 98% | [6 empty] | #DIV/0! | #DIV/0! | 0 | 0
Simulation Results Rest of Country | [5 empty] | Scenario I17 | [5 empty] | Residential - Rest of Country - Replacement | [5 empty] | Scenario I17 | [5 empty] | Residential - Rest of Country - New | [5 empty] | Scenario I17 | [5 empty] | Commercial - Rest of Country - Replacement | [5 empty] | Scenario I17 | [5 empty] | Commercial - Rest of Country - New | [5 empty] | Scenario I17
|  |  |  | Energy use for affected buildings | [11 empty] | Energy use for affected buildings | [11 empty] | Energy use for affected buildings | [11 empty] | Energy use for affected buildings | [11 empty] | Energy use for affected buildings
|  |  |  | Gas Use | Gas Use | Electric Use | Electric Use | change | change | change | change |  |  |  |  | Gas Use | Gas Use | Electric Use | Electric Use | change | change | change | change |  |  |  |  | Gas Use | Gas Use | Electric Use | Electric Use | change | change | change | change |  |  |  |  | Gas Use | Gas Use | Electric Use | Electric Use | change | change | change | change |  |  |  |  | Gas Use | Gas Use | Electric Use | Electric Use | change | change | change | change
|  | Number of | Number | w/o Rule | w/ Rule | w/o Rule | w/ Rule | gas use | electric use | source energy | emissions |  |  | Number of | Number | w/o Rule | w/ Rule | w/o Rule | w/ Rule | gas use | electric use | source energy | emissions |  |  | Number of | Number | w/o Rule | w/ Rule | w/o Rule | w/ Rule | gas use | electric use | source energy | emissions |  |  | Number of | Number | w/o Rule | w/ Rule | w/o Rule | w/ Rule | gas use | electric use | source energy | emissions |  |  | Number of | Number | w/o Rule | w/ Rule | w/o Rule | w/ Rule | gas use | electric use | source energy | emissions
Level | Description | Buildings | Affected | (MMBtu) | (MMBtu) | (kWh) | (kWh) | % | % | (MMBtu) | (lbs CO2e) | Level | Description | Buildings | Affected | (MMBtu) | (MMBtu) | (kWh) | (kWh) | % | % | (MMBtu) | (lbs CO2e) | Level | Description | Buildings | Affected | (MMBtu) | (MMBtu) | (kWh) | (kWh) | % | % | (MMBtu) | (lbs CO2e) | Level | Description | Buildings | Affected | (MMBtu) | (MMBtu) | (kWh) | (kWh) | % | % | (MMBtu) | (lbs CO2e) | Level | Description | Buildings | Affected | (MMBtu) | (MMBtu) | (kWh) | (kWh) | % | % | (MMBtu) | (lbs CO2e)
NWGF | [11 empty] | NWGF | [11 empty] | NWGF | [11 empty] | NWGF | [11 empty] | NWGF
1 | NWGF 90% | [6 empty] | #DIV/0! | #DIV/0! | 0 | 0 | 1 | NWGF 90% | [6 empty] | #DIV/0! | #DIV/0! | 0 | 0 | 1 | NWGF 90% | [6 empty] | #DIV/0! | #DIV/0! | 0 | 0 | 1 | NWGF 90% | 78 | 49 | 67.8894 | 60.6386 | 586.664 | 517.4543 | -10.68% | -11.8% | -8.6189 | -1160.7857 | 1 | NWGF 90% | [6 empty] | #DIV/0! | #DIV/0! | 0 | 0
2 | NWGF 92% | 4701 | 3459 | 27.5902 | 19.5517 | 272.5271 | 943.8682 | -29.14% | 246.3% | -1.8211 | -260.975 | 2 | NWGF 92% | 3462 | 2581 | 26.7491 | 18.2962 | 265.1806 | 1016.4046 | -31.6% | 283.3% | -1.4469 | -212.348 | 2 | NWGF 92% | 1135 | 806 | 27.075 | 20.3323 | 272.2498 | 753.2813 | -24.9% | 176.7% | -2.3762 | -331.4885 | 2 | NWGF 92% | 78 | 52 | 67.7785 | 59.6581 | 583.8728 | 509.4995 | -11.98% | -12.74% | -9.6202 | -1295.7 | 2 | NWGF 92% | 26 | 20 | 52.4033 | 45.8438 | 422.2707 | 393.0534 | -12.52% | -6.919% | -7.4519 | -1004.3082
3 | NWGF 95% | [6 empty] | #DIV/0! | #DIV/0! | 0 | 0 | 3 | NWGF 95% | [6 empty] | #DIV/0! | #DIV/0! | 0 | 0 | 3 | NWGF 95% | [6 empty] | #DIV/0! | #DIV/0! | 0 | 0 | 3 | NWGF 95% | 78 | 70 | 59.8359 | 52.163 | 520.018 | 449.5918 | -12.82% | -13.54% | -9.0915 | -1224.4913 | 3 | NWGF 95% | [6 empty] | #DIV/0! | #DIV/0! | 0 | 0
4 | NWGF 98% | [6 empty] | #DIV/0! | #DIV/0! | 0 | 0 | 4 | NWGF 98% | [6 empty] | #DIV/0! | #DIV/0! | 0 | 0 | 4 | NWGF 98% | [6 empty] | #DIV/0! | #DIV/0! | 0 | 0 | 4 | NWGF 98% | 78 | 78 | 60.4622 | 51.7451 | 520.0389 | 500.1699 | -14.42% | -3.821% | -9.7071 | -1308.6726 | 4 | NWGF 98% | [6 empty] | #DIV/0! | #DIV/0! | 0 | 0
Simulation Results Senior Only | [5 empty] | Scenario I17 | [5 empty] | Simulation Results Senior Only - North | [5 empty] | Scenario I17 | [5 empty] | Simulation Results Senior Only - Rest of Country | [5 empty] | Scenario I17
|  |  |  | Energy use for affected buildings | [11 empty] | Energy use for affected buildings | [11 empty] | Energy use for affected buildings
|  |  |  | Gas Use | Gas Use | Electric Use | Electric Use | change | change | change | change |  |  |  |  | Gas Use | Gas Use | Electric Use | Electric Use | change | change | change | change |  |  |  |  | Gas Use | Gas Use | Electric Use | Electric Use | change | change | change | change
|  | Number of | Number | w/o Rule | w/ Rule | w/o Rule | w/ Rule | gas use | electric use | source energy | emissions |  |  | Number of | Number | w/o Rule | w/ Rule | w/o Rule | w/ Rule | gas use | electric use | source energy | emissions |  |  | Number of | Number | w/o Rule | w/ Rule | w/o Rule | w/ Rule | gas use | electric use | source energy | emissions
Level | Description | Buildings | Affected | (MMBtu) | (MMBtu) | (kWh) | (kWh) | % | % | (MMBtu) | (lbs CO2e) | Level | Description | Buildings | Affected | (MMBtu) | (MMBtu) | (kWh) | (kWh) | % | % | (MMBtu) | (lbs CO2e) | Level | Description | Buildings | Affected | (MMBtu) | (MMBtu) | (kWh) | (kWh) | % | % | (MMBtu) | (lbs CO2e)
NWGF | [11 empty] | NWGF | [11 empty] | NWGF
1 | NWGF 90% | [6 empty] | #DIV/0! | #DIV/0! | 0 | 0 | 1 | NWGF 90% | [6 empty] | #DIV/0! | #DIV/0! | 0 | 0 | 1 | NWGF 90% | [6 empty] | #DIV/0! | #DIV/0! | 0 | 0
2 | NWGF 92% | 1455 | 706 | 36.0558 | 27.3248 | 303.8187 | 1319.6566 | -24.22% | 334.4% | 0.9858 | 109.6714 | 2 | NWGF 92% | 794 | 233 | 53.2206 | 42.8209 | 369.8552 | 1133.1499 | -19.54% | 206.4% | -3.4442 | -481.9772 | 2 | NWGF 92% | 661 | 473 | 27.6004 | 19.6915 | 271.2891 | 863.4479 | -28.66% | 218.3% | -2.4985 | -350.5217
3 | NWGF 95% | [6 empty] | #DIV/0! | #DIV/0! | 0 | 0 | 3 | NWGF 95% | [6 empty] | #DIV/0! | #DIV/0! | 0 | 0 | 3 | NWGF 95% | [6 empty] | #DIV/0! | #DIV/0! | 0 | 0
4 | NWGF 98% | [6 empty] | #DIV/0! | #DIV/0! | 0 | 0 | 4 | NWGF 98% | [6 empty] | #DIV/0! | #DIV/0! | 0 | 0 | 4 | NWGF 98% | [6 empty] | #DIV/0! | #DIV/0! | 0 | 0
Simulation Results Low Income Only | [5 empty] | Scenario I17 | [5 empty] | Simulation Results Low Income Only - North | [5 empty] | Scenario I17 | [5 empty] | Simulation Results Low Income Only - Rest of Country | [5 empty] | Scenario I17
|  |  |  | Energy use for affected buildings | [11 empty] | Energy use for affected buildings | [11 empty] | Energy use for affected buildings
|  |  |  | Gas Use | Gas Use | Electric Use | Electric Use | change | change | change | change |  |  |  |  | Gas Use | Gas Use | Electric Use | Electric Use | change | change | change | change |  |  |  |  | Gas Use | Gas Use | Electric Use | Electric Use | change | change | change | change
|  | Number of | Number | w/o Rule | w/ Rule | w/o Rule | w/ Rule | gas use | electric use | source energy | emissions |  |  | Number of | Number | w/o Rule | w/ Rule | w/o Rule | w/ Rule | gas use | electric use | source energy | emissions |  |  | Number of | Number | w/o Rule | w/ Rule | w/o Rule | w/ Rule | gas use | electric use | source energy | emissions
Level | Description | Buildings | Affected | (MMBtu) | (MMBtu) | (kWh) | (kWh) | % | % | (MMBtu) | (lbs CO2e) | Level | Description | Buildings | Affected | (MMBtu) | (MMBtu) | (kWh) | (kWh) | % | % | (MMBtu) | (lbs CO2e) | Level | Description | Buildings | Affected | (MMBtu) | (MMBtu) | (kWh) | (kWh) | % | % | (MMBtu) | (lbs CO2e)
NWGF | [11 empty] | NWGF | [11 empty] | NWGF
1 | NWGF 90% | [6 empty] | #DIV/0! | #DIV/0! | 0 | 0 | 1 | NWGF 90% | [6 empty] | #DIV/0! | #DIV/0! | 0 | 0 | 1 | NWGF 90% | [6 empty] | #DIV/0! | #DIV/0! | 0 | 0
2 | NWGF 92% | 815 | 431 | 35.4842 | 27.899 | 296.7285 | 812 | -21.38% | 173.7% | -2.9406 | -408.3836 | 2 | NWGF 92% | 441 | 137 | 56.6576 | 49.2387 | 393.0625 | 631.8617 | -13.09% | 60.75% | -5.6178 | -763.1016 | 2 | NWGF 92% | 374 | 294 | 25.6177 | 17.955 | 251.8382 | 840.4935 | -29.91% | 1303% | -2.2663 | -319.1318
3 | NWGF 95% | [6 empty] | #DIV/0! | #DIV/0! | 0 | 0 | 3 | NWGF 95% | [6 empty] | #DIV/0! | #DIV/0! | 0 | 0 | 3 | NWGF 95% | [6 empty] | #DIV/0! | #DIV/0! | 0 | 0
4 | NWGF 98% | [6 empty] | #DIV/0! | #DIV/0! | 0 | 0 | 4 | NWGF 98% | [6 empty] | #DIV/0! | #DIV/0! | 0 | 0 | 4 | NWGF 98% | [6 empty] | #DIV/0! | #DIV/0! | 0 | 0

## Scenario 39
Simulation Results NATIONAL - 10000 samples | [5 empty] | Scenario 39 | [5 empty] | Residential - Replacement | [5 empty] | Scenario 39 | [5 empty] | Residential - New | [5 empty] | Scenario 39 | [5 empty] | Commercial - Replacement | [5 empty] | Scenario 39 | [5 empty] | Commercial - New | [5 empty] | Scenario 39
|  |  |  | Energy use for affected buildings | [11 empty] | Energy use for affected buildings | [11 empty] | Energy use for affected buildings | [11 empty] | Energy use for affected buildings | [11 empty] | Energy use for affected buildings
|  |  |  | Gas Use | Gas Use | Electric Use | Electric Use | change | change | change | change |  |  |  |  | Gas Use | Gas Use | Electric Use | Electric Use | change | change | change | change |  |  |  |  | Gas Use | Gas Use | Electric Use | Electric Use | change | change | change | change |  |  |  |  | Gas Use | Gas Use | Electric Use | Electric Use | change | change | change | change |  |  |  |  | Gas Use | Gas Use | Electric Use | Electric Use | change | change | change | change
|  | Number of | Number | w/o Rule | w/ Rule | w/o Rule | w/ Rule | gas use | electric use | source energy | emissions |  |  | Number of | Number | w/o Rule | w/ Rule | w/o Rule | w/ Rule | gas use | electric use | source energy | emissions |  |  | Number of | Number | w/o Rule | w/ Rule | w/o Rule | w/ Rule | gas use | electric use | source energy | emissions |  |  | Number of | Number | w/o Rule | w/ Rule | w/o Rule | w/ Rule | gas use | electric use | source energy | emissions |  |  | Number of | Number | w/o Rule | w/ Rule | w/o Rule | w/ Rule | gas use | electric use | source energy | emissions
Level | Description | Buildings | Affected | (MMBtu) | (MMBtu) | (kWh) | (kWh) | % | % | (MMBtu) | (lbs CO2e) | Level | Description | Buildings | Affected | (MMBtu) | (MMBtu) | (kWh) | (kWh) | % | % | (MMBtu) | (lbs CO2e) | Level | Description | Buildings | Affected | (MMBtu) | (MMBtu) | (kWh) | (kWh) | % | % | (MMBtu) | (lbs CO2e) | Level | Description | Buildings | Affected | (MMBtu) | (MMBtu) | (kWh) | (kWh) | % | % | (MMBtu) | (lbs CO2e) | Level | Description | Buildings | Affected | (MMBtu) | (MMBtu) | (kWh) | (kWh) | % | % | (MMBtu) | (lbs CO2e)
NWGF | [11 empty] | NWGF | [11 empty] | NWGF | [11 empty] | NWGF | [11 empty] | NWGF
1 | NWGF 90% | [10 empty] | 1 | NWGF 90% | [10 empty] | 1 | NWGF 90% | [10 empty] | 1 | NWGF 90% | [10 empty] | 1 | NWGF 90%
2 | NWGF 92% | 10000 | 4187 | 32.4068 | 22.7808 | 278.8707 | 1140.7799 | -29.7% | 309.1% | -1.5811 | -232.9857 | 2 | NWGF 92% | 7241 | 3467 | 30.0165 | 21.3599 | 267.5733 | 989.1397 | -28.84% | 269.7% | -1.9756 | -282.9675 | 2 | NWGF 92% | 2476 | 615 | 40.9709 | 25.5062 | 310.9726 | 2118.6508 | -37.75% | 581.3% | 1.8327 | 205.7459 | 2 | NWGF 92% | 211 | 95 | 57.2608 | 50.2954 | 450.6611 | 408.6045 | -12.16% | 796% | -8.0271 | -1081.59 | 2 | NWGF 92% | 72 | 10 | 98.3008 | 86.4332 | 589.384 | 531.0357 | -12.07% | 581.9% | -13.539 | -1824.564
3 | NWGF 95% | [10 empty] | 3 | NWGF 95% | [10 empty] | 3 | NWGF 95% | [10 empty] | 3 | NWGF 95% | [10 empty] | 3 | NWGF 95%
4 | NWGF 98% | [10 empty] | 4 | NWGF 98% | [10 empty] | 4 | NWGF 98% | [10 empty] | 4 | NWGF 98% | [10 empty] | 4 | NWGF 98%
Simulation Results NORTH | [5 empty] | Scenario 39 | [5 empty] | Residential - North - Replacement | [5 empty] | Scenario 39 | [5 empty] | Residential - North - New | [5 empty] | Scenario 39 | [5 empty] | Commercial - North - Replacement | [5 empty] | Scenario 39 | [5 empty] | Commercial - North - New | [5 empty] | Scenario 39
|  |  |  | Energy use for affected buildings | [11 empty] | Energy use for affected buildings | [11 empty] | Energy use for affected buildings | [11 empty] | Energy use for affected buildings | [11 empty] | Energy use for affected buildings
|  |  |  | Gas Use | Gas Use | Electric Use | Electric Use | change | change | change | change |  |  |  |  | Gas Use | Gas Use | Electric Use | Electric Use | change | change | change | change |  |  |  |  | Gas Use | Gas Use | Electric Use | Electric Use | change | change | change | change |  |  |  |  | Gas Use | Gas Use | Electric Use | Electric Use | change | change | change | change |  |  |  |  | Gas Use | Gas Use | Electric Use | Electric Use | change | change | change | change
|  | Number of | Number | w/o Rule | w/ Rule | w/o Rule | w/ Rule | gas use | electric use | source energy | emissions |  |  | Number of | Number | w/o Rule | w/ Rule | w/o Rule | w/ Rule | gas use | electric use | source energy | emissions |  |  | Number of | Number | w/o Rule | w/ Rule | w/o Rule | w/ Rule | gas use | electric use | source energy | emissions |  |  | Number of | Number | w/o Rule | w/ Rule | w/o Rule | w/ Rule | gas use | electric use | source energy | emissions |  |  | Number of | Number | w/o Rule | w/ Rule | w/o Rule | w/ Rule | gas use | electric use | source energy | emissions
Level | Description | Buildings | Affected | (MMBtu) | (MMBtu) | (kWh) | (kWh) | % | % | (MMBtu) | (lbs CO2e) | Level | Description | Buildings | Affected | (MMBtu) | (MMBtu) | (kWh) | (kWh) | % | % | (MMBtu) | (lbs CO2e) | Level | Description | Buildings | Affected | (MMBtu) | (MMBtu) | (kWh) | (kWh) | % | % | (MMBtu) | (lbs CO2e) | Level | Description | Buildings | Affected | (MMBtu) | (MMBtu) | (kWh) | (kWh) | % | % | (MMBtu) | (lbs CO2e) | Level | Description | Buildings | Affected | (MMBtu) | (MMBtu) | (kWh) | (kWh) | % | % | (MMBtu) | (lbs CO2e)
NWGF | [11 empty] | NWGF | [11 empty] | NWGF | [11 empty] | NWGF | [11 empty] | NWGF
1 | NWGF 90% | [10 empty] | 1 | NWGF 90% | [10 empty] | 1 | NWGF 90% | [10 empty] | 1 | NWGF 90% | [10 empty] | 1 | NWGF 90%
2 | NWGF 92% | 5299 | 1574 | 43.526 | 33.1322 | 313.2976 | 1207.0135 | -23.88% | 285.3% | -2.0893 | -302.2474 | 2 | NWGF 92% | 3779 | 1070 | 41.5242 | 33.6245 | 301.7244 | 801.0877 | -19.02% | 165.5% | -3.4478 | -476.424 | 2 | NWGF 92% | 1341 | 461 | 44.7454 | 28.489 | 322.6063 | 2218.3384 | -36.33% | 587.6% | 1.8801 | 210.1206 | 2 | NWGF 92% | 133 | 33 | 74.7995 | 65.8799 | 474.8482 | 445.7882 | -11.92% | -6.12% | -10.0227 | -1351.0208 | 2 | NWGF 92% | 46 | 10 | 98.3008 | 86.4332 | 589.384 | 531.0357 | -12.07% | -9.9% | -13.539 | -1824.564
3 | NWGF 95% | [10 empty] | 3 | NWGF 95% | [10 empty] | 3 | NWGF 95% | [10 empty] | 3 | NWGF 95% | [10 empty] | 3 | NWGF 95%
4 | NWGF 98% | [10 empty] | 4 | NWGF 98% | [10 empty] | 4 | NWGF 98% | [10 empty] | 4 | NWGF 98% | [10 empty] | 4 | NWGF 98%
Simulation Results Rest of Country | [5 empty] | Scenario 39 | [5 empty] | Residential - Rest of Country - Replacement | [5 empty] | Scenario 39 | [5 empty] | Residential - Rest of Country - New | [5 empty] | Scenario 39 | [5 empty] | Commercial - Rest of Country - Replacement | [5 empty] | Scenario 39 | [5 empty] | Commercial - Rest of Country - New | [5 empty] | Scenario 39
|  |  |  | Energy use for affected buildings | [11 empty] | Energy use for affected buildings | [11 empty] | Energy use for affected buildings | [11 empty] | Energy use for affected buildings | [11 empty] | Energy use for affected buildings
|  |  |  | Gas Use | Gas Use | Electric Use | Electric Use | change | change | change | change |  |  |  |  | Gas Use | Gas Use | Electric Use | Electric Use | change | change | change | change |  |  |  |  | Gas Use | Gas Use | Electric Use | Electric Use | change | change | change | change |  |  |  |  | Gas Use | Gas Use | Electric Use | Electric Use | change | change | change | change |  |  |  |  | Gas Use | Gas Use | Electric Use | Electric Use | change | change | change | change
|  | Number of | Number | w/o Rule | w/ Rule | w/o Rule | w/ Rule | gas use | electric use | source energy | emissions |  |  | Number of | Number | w/o Rule | w/ Rule | w/o Rule | w/ Rule | gas use | electric use | source energy | emissions |  |  | Number of | Number | w/o Rule | w/ Rule | w/o Rule | w/ Rule | gas use | electric use | source energy | emissions |  |  | Number of | Number | w/o Rule | w/ Rule | w/o Rule | w/ Rule | gas use | electric use | source energy | emissions |  |  | Number of | Number | w/o Rule | w/ Rule | w/o Rule | w/ Rule | gas use | electric use | source energy | emissions
Level | Description | Buildings | Affected | (MMBtu) | (MMBtu) | (kWh) | (kWh) | % | % | (MMBtu) | (lbs CO2e) | Level | Description | Buildings | Affected | (MMBtu) | (MMBtu) | (kWh) | (kWh) | % | % | (MMBtu) | (lbs CO2e) | Level | Description | Buildings | Affected | (MMBtu) | (MMBtu) | (kWh) | (kWh) | % | % | (MMBtu) | (lbs CO2e) | Level | Description | Buildings | Affected | (MMBtu) | (MMBtu) | (kWh) | (kWh) | % | % | (MMBtu) | (lbs CO2e) | Level | Description | Buildings | Affected | (MMBtu) | (MMBtu) | (kWh) | (kWh) | % | % | (MMBtu) | (lbs CO2e)
NWGF | [11 empty] | NWGF | [11 empty] | NWGF | [11 empty] | NWGF | [11 empty] | NWGF
1 | NWGF 90% | [10 empty] | 1 | NWGF 90% | [10 empty] | 1 | NWGF 90% | [10 empty] | 1 | NWGF 90% | [10 empty] | 1 | NWGF 90%
2 | NWGF 92% | 4701 | 2613 | 25.7088 | 16.5455 | 258.1328 | 1100.8825 | -35.64% | 326.5% | -1.275 | -191.2643 | 2 | NWGF 92% | 3462 | 2397 | 24.8796 | 15.8851 | 252.3286 | 1073.0844 | -36.15% | 325.3% | -1.3184 | -196.6101 | 2 | NWGF 92% | 1135 | 154 | 29.6719 | 16.5773 | 276.1469 | 1820.2354 | -44.13% | 559.2% | 1.6908 | 192.6502 | 2 | NWGF 92% | 78 | 62 | 47.9257 | 42.0004 | 437.7873 | 388.8132 | -12.36% | -11.19% | -6.9649 | -938.1833 | 2 | NWGF 92% | 26 | 0 | #DIV/0! | #DIV/0! | #DIV/0! | #DIV/0! | #DIV/0! | #DIV/0! | #DIV/0! | #DIV/0!
3 | NWGF 95% | [10 empty] | 3 | NWGF 95% | [10 empty] | 3 | NWGF 95% | [10 empty] | 3 | NWGF 95% | [10 empty] | 3 | NWGF 95%
4 | NWGF 98% | [10 empty] | 4 | NWGF 98% | [10 empty] | 4 | NWGF 98% | [10 empty] | 4 | NWGF 98% | [10 empty] | 4 | NWGF 98%
Simulation Results Senior Only | [5 empty] | Scenario 39 | [5 empty] | Simulation Results Senior Only - North | [5 empty] | Scenario 39 | [5 empty] | Simulation Results Senior Only - Rest of Country | [5 empty] | Scenario 39
|  |  |  | Energy use for affected buildings | [11 empty] | Energy use for affected buildings | [11 empty] | Energy use for affected buildings
|  |  |  | Gas Use | Gas Use | Electric Use | Electric Use | change | change | change | change |  |  |  |  | Gas Use | Gas Use | Electric Use | Electric Use | change | change | change | change |  |  |  |  | Gas Use | Gas Use | Electric Use | Electric Use | change | change | change | change
|  | Number of | Number | w/o Rule | w/ Rule | w/o Rule | w/ Rule | gas use | electric use | source energy | emissions |  |  | Number of | Number | w/o Rule | w/ Rule | w/o Rule | w/ Rule | gas use | electric use | source energy | emissions |  |  | Number of | Number | w/o Rule | w/ Rule | w/o Rule | w/ Rule | gas use | electric use | source energy | emissions
Level | Description | Buildings | Affected | (MMBtu) | (MMBtu) | (kWh) | (kWh) | % | % | (MMBtu) | (lbs CO2e) | Level | Description | Buildings | Affected | (MMBtu) | (MMBtu) | (kWh) | (kWh) | % | % | (MMBtu) | (lbs CO2e) | Level | Description | Buildings | Affected | (MMBtu) | (MMBtu) | (kWh) | (kWh) | % | % | (MMBtu) | (lbs CO2e)
NWGF | [11 empty] | NWGF | [11 empty] | NWGF
1 | NWGF 90% | [10 empty] | 1 | NWGF 90% | [10 empty] | 1 | NWGF 90%
2 | NWGF 92% | 1455 | 540 | 31.8307 | 23.422 | 274.9242 | 1252.1345 | -26.42% | 355.4% | 0.93773 | 104.0735 | 2 | NWGF 92% | 794 | 183 | 42.718 | 33.7029 | 307.5796 | 978.092 | -21.1% | 218% | -2.8942 | -405.6833 | 2 | NWGF 92% | 661 | 357 | 26.2497 | 18.152 | 258.1848 | 893.183 | -30.85% | 245.9% | -2.2615 | -319.537
3 | NWGF 95% | [10 empty] | 3 | NWGF 95% | [10 empty] | 3 | NWGF 95%
4 | NWGF 98% | [10 empty] | 4 | NWGF 98% | [10 empty] | 4 | NWGF 98%
Simulation Results Low Income Only | [5 empty] | Scenario 39 | [5 empty] | Simulation Results Low Income Only - North | [5 empty] | Scenario 39 | [5 empty] | Simulation Results Low Income Only - Rest of Country | [5 empty] | Scenario 39
|  |  |  | Energy use for affected buildings | [11 empty] | Energy use for affected buildings | [11 empty] | Energy use for affected buildings
|  |  |  | Gas Use | Gas Use | Electric Use | Electric Use | change | change | change | change |  |  |  |  | Gas Use | Gas Use | Electric Use | Electric Use | change | change | change | change |  |  |  |  | Gas Use | Gas Use | Electric Use | Electric Use | change | change | change | change
|  | Number of | Number | w/o Rule | w/ Rule | w/o Rule | w/ Rule | gas use | electric use | source energy | emissions |  |  | Number of | Number | w/o Rule | w/ Rule | w/o Rule | w/ Rule | gas use | electric use | source energy | emissions |  |  | Number of | Number | w/o Rule | w/ Rule | w/o Rule | w/ Rule | gas use | electric use | source energy | emissions
Level | Description | Buildings | Affected | (MMBtu) | (MMBtu) | (kWh) | (kWh) | % | % | (MMBtu) | (lbs CO2e) | Level | Description | Buildings | Affected | (MMBtu) | (MMBtu) | (kWh) | (kWh) | % | % | (MMBtu) | (lbs CO2e) | Level | Description | Buildings | Affected | (MMBtu) | (MMBtu) | (kWh) | (kWh) | % | % | (MMBtu) | (lbs CO2e)
NWGF | [11 empty] | NWGF | [11 empty] | NWGF
1 | NWGF 90% | [10 empty] | 1 | NWGF 90% | [10 empty] | 1 | NWGF 90%
2 | NWGF 92% | 815 | 348 | 30.5759 | 23.342 | 267.0573 | 785 | -23.66% | 193.9% | -2.53 | -353.0648 | 2 | NWGF 92% | 441 | 103 | 45.851 | 40.1233 | 331.384 | 437.6749 | -12.49% | 32.07% | -5.1442 | -696.1997 | 2 | NWGF 92% | 374 | 245 | 24.1541 | 16.2871 | 240.0138 | 856.4824 | -32.57% | 1374% | -2.2015 | -311.0266
3 | NWGF 95% | [10 empty] | 3 | NWGF 95% | [10 empty] | 3 | NWGF 95%
4 | NWGF 98% | [10 empty] | 4 | NWGF 98% | [10 empty] | 4 | NWGF 98%

## Scenario 39.55
Simulation Results NATIONAL - 10000 samples | [5 empty] | Scenario 39.55 | [5 empty] | Residential - Replacement | [5 empty] | Scenario 39.55 | [5 empty] | Residential - New | [5 empty] | Scenario 39.55 | [5 empty] | Commercial - Replacement | [5 empty] | Scenario 39.55 | [5 empty] | Commercial - New | [5 empty] | Scenario 39.55
|  |  |  | Energy use for affected buildings | [11 empty] | Energy use for affected buildings | [11 empty] | Energy use for affected buildings | [11 empty] | Energy use for affected buildings | [11 empty] | Energy use for affected buildings
|  |  |  | Gas Use | Gas Use | Electric Use | Electric Use | change | change | change | change |  |  |  |  | Gas Use | Gas Use | Electric Use | Electric Use | change | change | change | change |  |  |  |  | Gas Use | Gas Use | Electric Use | Electric Use | change | change | change | change |  |  |  |  | Gas Use | Gas Use | Electric Use | Electric Use | change | change | change | change |  |  |  |  | Gas Use | Gas Use | Electric Use | Electric Use | change | change | change | change
|  | Number of | Number | w/o Rule | w/ Rule | w/o Rule | w/ Rule | gas use | electric use | source energy | emissions |  |  | Number of | Number | w/o Rule | w/ Rule | w/o Rule | w/ Rule | gas use | electric use | source energy | emissions |  |  | Number of | Number | w/o Rule | w/ Rule | w/o Rule | w/ Rule | gas use | electric use | source energy | emissions |  |  | Number of | Number | w/o Rule | w/ Rule | w/o Rule | w/ Rule | gas use | electric use | source energy | emissions |  |  | Number of | Number | w/o Rule | w/ Rule | w/o Rule | w/ Rule | gas use | electric use | source energy | emissions
Level | Description | Buildings | Affected | (MMBtu) | (MMBtu) | (kWh) | (kWh) | % | % | (MMBtu) | (lbs CO2e) | Level | Description | Buildings | Affected | (MMBtu) | (MMBtu) | (kWh) | (kWh) | % | % | (MMBtu) | (lbs CO2e) | Level | Description | Buildings | Affected | (MMBtu) | (MMBtu) | (kWh) | (kWh) | % | % | (MMBtu) | (lbs CO2e) | Level | Description | Buildings | Affected | (MMBtu) | (MMBtu) | (kWh) | (kWh) | % | % | (MMBtu) | (lbs CO2e) | Level | Description | Buildings | Affected | (MMBtu) | (MMBtu) | (kWh) | (kWh) | % | % | (MMBtu) | (lbs CO2e)
NWGF | [11 empty] | NWGF | [11 empty] | NWGF | [11 empty] | NWGF | [11 empty] | NWGF
1 | NWGF 90% | [10 empty] | 1 | NWGF 90% | [10 empty] | 1 | NWGF 90% | [10 empty] | 1 | NWGF 90% | [10 empty] | 1 | NWGF 90%
2 | NWGF 92% | 10000 | 4187 | 32.427 | 24.5235 | 278.8497 | 995.1935 | -24.37% | 256.9% | -1.2087 | -179.4194 | 2 | NWGF 92% | 7241 | 3467 | 30.041 | 23.3643 | 267.548 | 824.0025 | -22.23% | 208% | -1.5245 | -218.3491 | 2 | NWGF 92% | 2476 | 615 | 40.9709 | 26.0125 | 310.9726 | 2058.3016 | -36.51% | 561.9% | 1.7606 | 197.4017 | 2 | NWGF 92% | 211 | 95 | 57.2608 | 50.6734 | 450.6611 | 409.3968 | -11.5% | 789.3% | -7.6069 | -1024.9374 | 2 | NWGF 92% | 72 | 10 | 98.3008 | 86.4332 | 589.384 | 531.0357 | -12.07% | 581.9% | -13.539 | -1824.564
3 | NWGF 95% | [10 empty] | 3 | NWGF 95% | [10 empty] | 3 | NWGF 95% | [10 empty] | 3 | NWGF 95% | [10 empty] | 3 | NWGF 95%
4 | NWGF 98% | [10 empty] | 4 | NWGF 98% | [10 empty] | 4 | NWGF 98% | [10 empty] | 4 | NWGF 98% | [10 empty] | 4 | NWGF 98%
Simulation Results NORTH | [5 empty] | Scenario 39.55 | [5 empty] | Residential - North - Replacement | [5 empty] | Scenario 39.55 | [5 empty] | Residential - North - New | [5 empty] | Scenario 39.55 | [5 empty] | Commercial - North - Replacement | [5 empty] | Scenario 39.55 | [5 empty] | Commercial - North - New | [5 empty] | Scenario 39.55
|  |  |  | Energy use for affected buildings | [11 empty] | Energy use for affected buildings | [11 empty] | Energy use for affected buildings | [11 empty] | Energy use for affected buildings | [11 empty] | Energy use for affected buildings
|  |  |  | Gas Use | Gas Use | Electric Use | Electric Use | change | change | change | change |  |  |  |  | Gas Use | Gas Use | Electric Use | Electric Use | change | change | change | change |  |  |  |  | Gas Use | Gas Use | Electric Use | Electric Use | change | change | change | change |  |  |  |  | Gas Use | Gas Use | Electric Use | Electric Use | change | change | change | change |  |  |  |  | Gas Use | Gas Use | Electric Use | Electric Use | change | change | change | change
|  | Number of | Number | w/o Rule | w/ Rule | w/o Rule | w/ Rule | gas use | electric use | source energy | emissions |  |  | Number of | Number | w/o Rule | w/ Rule | w/o Rule | w/ Rule | gas use | electric use | source energy | emissions |  |  | Number of | Number | w/o Rule | w/ Rule | w/o Rule | w/ Rule | gas use | electric use | source energy | emissions |  |  | Number of | Number | w/o Rule | w/ Rule | w/o Rule | w/ Rule | gas use | electric use | source energy | emissions |  |  | Number of | Number | w/o Rule | w/ Rule | w/o Rule | w/ Rule | gas use | electric use | source energy | emissions
Level | Description | Buildings | Affected | (MMBtu) | (MMBtu) | (kWh) | (kWh) | % | % | (MMBtu) | (lbs CO2e) | Level | Description | Buildings | Affected | (MMBtu) | (MMBtu) | (kWh) | (kWh) | % | % | (MMBtu) | (lbs CO2e) | Level | Description | Buildings | Affected | (MMBtu) | (MMBtu) | (kWh) | (kWh) | % | % | (MMBtu) | (lbs CO2e) | Level | Description | Buildings | Affected | (MMBtu) | (MMBtu) | (kWh) | (kWh) | % | % | (MMBtu) | (lbs CO2e) | Level | Description | Buildings | Affected | (MMBtu) | (MMBtu) | (kWh) | (kWh) | % | % | (MMBtu) | (lbs CO2e)
NWGF | [11 empty] | NWGF | [11 empty] | NWGF | [11 empty] | NWGF | [11 empty] | NWGF
1 | NWGF 90% | [10 empty] | 1 | NWGF 90% | [10 empty] | 1 | NWGF 90% | [10 empty] | 1 | NWGF 90% | [10 empty] | 1 | NWGF 90%
2 | NWGF 92% | 5299 | 1574 | 43.5308 | 33.556 | 313.2819 | 1183.368 | -22.91% | 277.7% | -1.8769 | -273.0655 | 2 | NWGF 92% | 3779 | 1070 | 41.5313 | 34.1841 | 301.7013 | 770.6966 | -17.69% | 155.5% | -3.1596 | -436.8625 | 2 | NWGF 92% | 1341 | 461 | 44.7454 | 28.6235 | 322.6063 | 2208.1247 | -36.03% | 584.5% | 1.9211 | 215.8775 | 2 | NWGF 92% | 133 | 33 | 74.7995 | 66.0727 | 474.8482 | 446.063 | -11.67% | -6.062% | -9.8097 | -1322.3059 | 2 | NWGF 92% | 46 | 10 | 98.3008 | 86.4332 | 589.384 | 531.0357 | -12.07% | -9.9% | -13.539 | -1824.564
3 | NWGF 95% | [10 empty] | 3 | NWGF 95% | [10 empty] | 3 | NWGF 95% | [10 empty] | 3 | NWGF 95% | [10 empty] | 3 | NWGF 95%
4 | NWGF 98% | [10 empty] | 4 | NWGF 98% | [10 empty] | 4 | NWGF 98% | [10 empty] | 4 | NWGF 98% | [10 empty] | 4 | NWGF 98%
Simulation Results Rest of Country | [5 empty] | Scenario 39.55 | [5 empty] | Residential - Rest of Country - Replacement | [5 empty] | Scenario 39.55 | [5 empty] | Residential - Rest of Country - New | [5 empty] | Scenario 39.55 | [5 empty] | Commercial - Rest of Country - Replacement | [5 empty] | Scenario 39.55 | [5 empty] | Commercial - Rest of Country - New | [5 empty] | Scenario 39.55
|  |  |  | Energy use for affected buildings | [11 empty] | Energy use for affected buildings | [11 empty] | Energy use for affected buildings | [11 empty] | Energy use for affected buildings | [11 empty] | Energy use for affected buildings
|  |  |  | Gas Use | Gas Use | Electric Use | Electric Use | change | change | change | change |  |  |  |  | Gas Use | Gas Use | Electric Use | Electric Use | change | change | change | change |  |  |  |  | Gas Use | Gas Use | Electric Use | Electric Use | change | change | change | change |  |  |  |  | Gas Use | Gas Use | Electric Use | Electric Use | change | change | change | change |  |  |  |  | Gas Use | Gas Use | Electric Use | Electric Use | change | change | change | change
|  | Number of | Number | w/o Rule | w/ Rule | w/o Rule | w/ Rule | gas use | electric use | source energy | emissions |  |  | Number of | Number | w/o Rule | w/ Rule | w/o Rule | w/ Rule | gas use | electric use | source energy | emissions |  |  | Number of | Number | w/o Rule | w/ Rule | w/o Rule | w/ Rule | gas use | electric use | source energy | emissions |  |  | Number of | Number | w/o Rule | w/ Rule | w/o Rule | w/ Rule | gas use | electric use | source energy | emissions |  |  | Number of | Number | w/o Rule | w/ Rule | w/o Rule | w/ Rule | gas use | electric use | source energy | emissions
Level | Description | Buildings | Affected | (MMBtu) | (MMBtu) | (kWh) | (kWh) | % | % | (MMBtu) | (lbs CO2e) | Level | Description | Buildings | Affected | (MMBtu) | (MMBtu) | (kWh) | (kWh) | % | % | (MMBtu) | (lbs CO2e) | Level | Description | Buildings | Affected | (MMBtu) | (MMBtu) | (kWh) | (kWh) | % | % | (MMBtu) | (lbs CO2e) | Level | Description | Buildings | Affected | (MMBtu) | (MMBtu) | (kWh) | (kWh) | % | % | (MMBtu) | (lbs CO2e) | Level | Description | Buildings | Affected | (MMBtu) | (MMBtu) | (kWh) | (kWh) | % | % | (MMBtu) | (lbs CO2e)
NWGF | [11 empty] | NWGF | [11 empty] | NWGF | [11 empty] | NWGF | [11 empty] | NWGF
1 | NWGF 90% | [10 empty] | 1 | NWGF 90% | [10 empty] | 1 | NWGF 90% | [10 empty] | 1 | NWGF 90% | [10 empty] | 1 | NWGF 90%
2 | NWGF 92% | 4701 | 2613 | 25.7384 | 19.0826 | 258.1087 | 881.8423 | -25.86% | 241.7% | -0.80614 | -123.0096 | 2 | NWGF 92% | 3462 | 2397 | 24.9118 | 18.5344 | 252.3023 | 847.7978 | -25.6% | 236% | -0.7946 | -120.8067 | 2 | NWGF 92% | 1135 | 154 | 29.6719 | 18.1965 | 276.1469 | 1609.8053 | -38.67% | 483% | 1.2802 | 142.0941 | 2 | NWGF 92% | 78 | 62 | 47.9257 | 42.477 | 437.7873 | 389.8809 | -11.37% | -10.94% | -6.4344 | -866.6606 | 2 | NWGF 92% | 26 | 0 | #DIV/0! | #DIV/0! | #DIV/0! | #DIV/0! | #DIV/0! | #DIV/0! | #DIV/0! | #DIV/0!
3 | NWGF 95% | [10 empty] | 3 | NWGF 95% | [10 empty] | 3 | NWGF 95% | [10 empty] | 3 | NWGF 95% | [10 empty] | 3 | NWGF 95%
4 | NWGF 98% | [10 empty] | 4 | NWGF 98% | [10 empty] | 4 | NWGF 98% | [10 empty] | 4 | NWGF 98% | [10 empty] | 4 | NWGF 98%
Simulation Results Senior Only | [5 empty] | Scenario 39.55 | [5 empty] | Simulation Results Senior Only - North | [5 empty] | Scenario 39.55 | [5 empty] | Simulation Results Senior Only - Rest of Country | [5 empty] | Scenario 39.55
|  |  |  | Energy use for affected buildings | [11 empty] | Energy use for affected buildings | [11 empty] | Energy use for affected buildings
|  |  |  | Gas Use | Gas Use | Electric Use | Electric Use | change | change | change | change |  |  |  |  | Gas Use | Gas Use | Electric Use | Electric Use | change | change | change | change |  |  |  |  | Gas Use | Gas Use | Electric Use | Electric Use | change | change | change | change
|  | Number of | Number | w/o Rule | w/ Rule | w/o Rule | w/ Rule | gas use | electric use | source energy | emissions |  |  | Number of | Number | w/o Rule | w/ Rule | w/o Rule | w/ Rule | gas use | electric use | source energy | emissions |  |  | Number of | Number | w/o Rule | w/ Rule | w/o Rule | w/ Rule | gas use | electric use | source energy | emissions
Level | Description | Buildings | Affected | (MMBtu) | (MMBtu) | (kWh) | (kWh) | % | % | (MMBtu) | (lbs CO2e) | Level | Description | Buildings | Affected | (MMBtu) | (MMBtu) | (kWh) | (kWh) | % | % | (MMBtu) | (lbs CO2e) | Level | Description | Buildings | Affected | (MMBtu) | (MMBtu) | (kWh) | (kWh) | % | % | (MMBtu) | (lbs CO2e)
NWGF | [11 empty] | NWGF | [11 empty] | NWGF
1 | NWGF 90% | [10 empty] | 1 | NWGF 90% | [10 empty] | 1 | NWGF 90%
2 | NWGF 92% | 1455 | 540 | 31.8422 | 25.265 | 274.8724 | 1098.6756 | -20.66% | 299.7% | 1.348 | 162.9209 | 2 | NWGF 92% | 794 | 183 | 42.718 | 34.2845 | 307.5796 | 937.0752 | -19.74% | 204.7% | -2.6844 | -376.4444 | 2 | NWGF 92% | 661 | 357 | 26.2672 | 20.6416 | 258.1065 | 679.3589 | -21.42% | 163.2% | -1.7766 | -249.2516
3 | NWGF 95% | [10 empty] | 3 | NWGF 95% | [10 empty] | 3 | NWGF 95%
4 | NWGF 98% | [10 empty] | 4 | NWGF 98% | [10 empty] | 4 | NWGF 98%
Simulation Results Low Income Only | [5 empty] | Scenario 39.55 | [5 empty] | Simulation Results Low Income Only - North | [5 empty] | Scenario 39.55 | [5 empty] | Simulation Results Low Income Only - Rest of Country | [5 empty] | Scenario 39.55
|  |  |  | Energy use for affected buildings | [11 empty] | Energy use for affected buildings | [11 empty] | Energy use for affected buildings
|  |  |  | Gas Use | Gas Use | Electric Use | Electric Use | change | change | change | change |  |  |  |  | Gas Use | Gas Use | Electric Use | Electric Use | change | change | change | change |  |  |  |  | Gas Use | Gas Use | Electric Use | Electric Use | change | change | change | change
|  | Number of | Number | w/o Rule | w/ Rule | w/o Rule | w/ Rule | gas use | electric use | source energy | emissions |  |  | Number of | Number | w/o Rule | w/ Rule | w/o Rule | w/ Rule | gas use | electric use | source energy | emissions |  |  | Number of | Number | w/o Rule | w/ Rule | w/o Rule | w/ Rule | gas use | electric use | source energy | emissions
Level | Description | Buildings | Affected | (MMBtu) | (MMBtu) | (kWh) | (kWh) | % | % | (MMBtu) | (lbs CO2e) | Level | Description | Buildings | Affected | (MMBtu) | (MMBtu) | (kWh) | (kWh) | % | % | (MMBtu) | (lbs CO2e) | Level | Description | Buildings | Affected | (MMBtu) | (MMBtu) | (kWh) | (kWh) | % | % | (MMBtu) | (lbs CO2e)
NWGF | [11 empty] | NWGF | [11 empty] | NWGF
1 | NWGF 90% | [10 empty] | 1 | NWGF 90% | [10 empty] | 1 | NWGF 90%
2 | NWGF 92% | 815 | 348 | 30.6005 | 26.6996 | 267.103 | 538 | -12.75% | 101.4% | -1.4511 | -201.9124 | 2 | NWGF 92% | 441 | 103 | 45.851 | 41.0472 | 331.384 | 437.1598 | -10.48% | 31.92% | -4.1425 | -561.0936 | 2 | NWGF 92% | 374 | 245 | 24.189 | 20.6678 | 240.0788 | 475.1937 | -14.56% | 1062% | -1.4073 | -195.1813
3 | NWGF 95% | [10 empty] | 3 | NWGF 95% | [10 empty] | 3 | NWGF 95%
4 | NWGF 98% | [10 empty] | 4 | NWGF 98% | [10 empty] | 4 | NWGF 98%